## Input
Capacity and Capacity Utilisation
Description | Unit | 2022-03-31 | 2023-03-31 | 2024-03-31 | 2025-03-31 | 2026-03-31 | 2027-03-31 | 2028-03-31 | 2029-03-31 | 2030-03-31 | 2031-03-31 | 2032-03-31 | 2033-03-31 | 2034-03-31 | 2035-03-31 | 2036-03-31 | 2037-03-31 | 2038-03-31 | 2039-03-31 | 2040-03-31 | 2041-03-31 | 2042-03-31 | 2043-03-31 | 2044-03-31 | 2045-03-31 | 2046-03-31 | 2047-03-31 | 2048-03-31
Installed Capacity | MW | 10 | 10 | 10 | 10 | 10 | 10 | 10 | 10 | 10 | 10 | 10 | 10 | 10 | 10 | 10 | 10 | 10 | 10 | 10 | 10 | 10 | 10 | 10 | 10 | 10 | 10 | 10
Operational Days in Year | Days | 0 | 0 | 365 | 365 | 365 | 365 | 365 | 365 | 365 | 365 | 365 | 365 | 365 | 365 | 365 | 365 | 365 | 365 | 365 | 365 | 365 | 365 | 365 | 365 | 365 | 365 | 365
Operational Hours in a Day | Hours | 24 | 24 | 24 | 24 | 24 | 24 | 24 | 24 | 24 | 24 | 24 | 24 | 24 | 24 | 24 | 24 | 24 | 24 | 24 | 24 | 24 | 24 | 24 | 24 | 24 | 24 | 24
Capacity Utilisation | % | 0% | 0% | 75% | 80% | 85% | 90% | 90% | 90% | 90% | 90% | 90% | 90% | 90% | 90% | 90% | 90% | 90% | 90% | 90% | 90% | 90% | 90% | 90% | 90% | 90% | 90% | 90%
Production of Power | Mwh | 0 | 0 | 65700 | 70080 | 74460 | 78840 | 78840 | 78840 | 78840 | 78840 | 78840 | 78840 | 78840 | 78840 | 78840 | 78840 | 78840 | 78840 | 78840 | 78840 | 78840 | 78840 | 78840 | 78840 | 78840 | 78840 | 78840
Gross Power Generation | Mwh | 0 | 0 | 65700 | 70080 | 74460 | 78840 | 78840 | 78840 | 78840 | 78840 | 78840 | 78840 | 78840 | 78840 | 78840 | 78840 | 78840 | 78840 | 78840 | 78840 | 78840 | 78840 | 78840 | 78840 | 78840 | 78840 | 78840
Production in Kwh
Description | Unit | 2022-03-31 | 2023-03-31 | 2024-03-31 | 2025-03-31 | 2026-03-31 | 2027-03-31 | 2028-03-31 | 2029-03-31 | 2030-03-31 | 2031-03-31 | 2032-03-31 | 2033-03-31 | 2034-03-31 | 2035-03-31 | 2036-03-31 | 2037-03-31 | 2038-03-31 | 2039-03-31 | 2040-03-31 | 2041-03-31 | 2042-03-31 | 2043-03-31 | 2044-03-31 | 2045-03-31 | 2046-03-31 | 2047-03-31 | 2048-03-31
Gross Power Generation | Kwh | 0 | 0 | 65700000 | 70080000 | 74460000 | 78840000 | 78840000 | 78840000 | 78840000 | 78840000 | 78840000 | 78840000 | 78840000 | 78840000 | 78840000 | 78840000 | 78840000 | 78840000 | 78840000 | 78840000 | 78840000 | 78840000 | 78840000 | 78840000 | 78840000 | 78840000 | 78840000
Auxiliary Consumption | % | 12.5% | 12.5% | 12.5% | 12.5% | 12.5% | 12.5% | 12.5% | 12.5% | 12.5% | 12.5% | 12.5% | 12.5% | 12.5% | 12.5% | 12.5% | 12.5% | 12.5% | 12.5% | 12.5% | 12.5% | 12.5% | 12.5% | 12.5% | 12.5% | 12.5% | 12.5% | 12.5%
Auxiliary Consumption | Kwh | 0 | 0 | 8212500 | 8760000 | 9307500 | 9855000 | 9855000 | 9855000 | 9855000 | 9855000 | 9855000 | 9855000 | 9855000 | 9855000 | 9855000 | 9855000 | 9855000 | 9855000 | 9855000 | 9855000 | 9855000 | 9855000 | 9855000 | 9855000 | 9855000 | 9855000 | 9855000
Output at Plant Level | Kwh | 0 | 0 | 57487500 | 61320000 | 65152500 | 68985000 | 68985000 | 68985000 | 68985000 | 68985000 | 68985000 | 68985000 | 68985000 | 68985000 | 68985000 | 68985000 | 68985000 | 68985000 | 68985000 | 68985000 | 68985000 | 68985000 | 68985000 | 68985000 | 68985000 | 68985000 | 68985000
Transmission Losses | % | 2.5% | 2.5% | 2.5% | 2.5% | 2.5% | 2.5% | 2.5% | 2.5% | 2.5% | 2.5% | 2.5% | 2.5% | 2.5% | 2.5% | 2.5% | 2.5% | 2.5% | 2.5% | 2.5% | 2.5% | 2.5% | 2.5% | 2.5% | 2.5% | 2.5% | 2.5% | 2.5%
Transmission Losses | Kwh | 0 | 0 | 1437187.5 | 1533000 | 1628812.5 | 1724625 | 1724625 | 1724625 | 1724625 | 1724625 | 1724625 | 1724625 | 1724625 | 1724625 | 1724625 | 1724625 | 1724625 | 1724625 | 1724625 | 1724625 | 1724625 | 1724625 | 1724625 | 1724625 | 1724625 | 1724625 | 1724625
Billable Power Generated | Kwh | 0 | 0 | 56050312.5 | 59787000 | 63523687.5 | 67260375 | 67260375 | 67260375 | 67260375 | 67260375 | 67260375 | 67260375 | 67260375 | 67260375 | 67260375 | 67260375 | 67260375 | 67260375 | 67260375 | 67260375 | 67260375 | 67260375 | 67260375 | 67260375 | 67260375 | 67260375 | 67260375
Billable Power Generated | Lakh Units | 0 | 0 | 560.5031 | 597.87 | 635.2369 | 672.6038 | 672.6037 | 672.6037 | 672.6037 | 672.6037 | 672.6037 | 672.6037 | 672.6037 | 672.6037 | 672.6037 | 672.6037 | 672.6037 | 672.6037 | 672.6037 | 672.6037 | 672.6037 | 672.6037 | 672.6037 | 672.6037 | 672.6037 | 672.6037 | 672.6037
Selling Price
Description | Unit | 2022-03-31 | 2023-03-31 | 2024-03-31 | 2025-03-31 | 2026-03-31 | 2027-03-31 | 2028-03-31 | 2029-03-31 | 2030-03-31 | 2031-03-31 | 2032-03-31 | 2033-03-31 | 2034-03-31 | 2035-03-31 | 2036-03-31 | 2037-03-31 | 2038-03-31 | 2039-03-31 | 2040-03-31 | 2041-03-31 | 2042-03-31 | 2043-03-31 | 2044-03-31 | 2045-03-31 | 2046-03-31 | 2047-03-31 | 2048-03-31
As per PPA | Rs./ Kwh | 5.99 | 5.99 | 5.99 | 5.99 | 5.99 | 5.99 | 5.99 | 5.99 | 5.99 | 5.99 | 5.99 | 5.99 | 5.99 | 5.99 | 5.99 | 5.99 | 5.99 | 5.99 | 5.99 | 5.99 | 5.99 | 5.99 | 5.99 | 5.99 | 5.99 | 5.99 | 5.99
Annual Increase | % |  | 0% | 0% | 0% | 0% | 0% | 0% | 0% | 0% | 0% | 0% | 0% | 0% | 0% | 0% | 0% | 0% | 0% | 0% | 0% | 0% | 0% | 0% | 0% | 0% | 0% | 0%
Final Unit Rate | Rs./ Kwh | 5.99 | 5.99 | 5.99 | 5.99 | 5.99 | 5.99 | 5.99 | 5.99 | 5.99 | 5.99 | 5.99 | 5.99 | 5.99 | 5.99 | 5.99 | 5.99 | 5.99 | 5.99 | 5.99 | 5.99 | 5.99 | 5.99 | 5.99 | 5.99 | 5.99 | 5.99 | 5.99
Sales Realisation | Rs. Crores | 0 | 0 | 33.5741 | 35.8124 | 38.0507 | 40.289 | 40.289 | 40.289 | 40.289 | 40.289 | 40.289 | 40.289 | 40.289 | 40.289 | 40.289 | 40.289 | 40.289 | 40.289 | 40.289 | 40.289 | 40.289 | 40.289 | 40.289 | 40.289 | 40.289 | 40.289 | 40.289
Operating Costs
Description | Unit | 2022-03-31 | 2023-03-31 | 2024-03-31 | 2025-03-31 | 2026-03-31 | 2027-03-31 | 2028-03-31 | 2029-03-31 | 2030-03-31 | 2031-03-31 | 2032-03-31 | 2033-03-31 | 2034-03-31 | 2035-03-31 | 2036-03-31 | 2037-03-31 | 2038-03-31 | 2039-03-31 | 2040-03-31 | 2041-03-31 | 2042-03-31 | 2043-03-31 | 2044-03-31 | 2045-03-31 | 2046-03-31 | 2047-03-31 | 2048-03-31
Raw Material Cost
Primary Fuel Cost
Calorific Value of Bamboo | Kcal/ Kg | 3500 | 3500 | 3500 | 3500 | 3500 | 3500 | 3500 | 3500 | 3500 | 3500 | 3500 | 3500 | 3500 | 3500 | 3500 | 3500 | 3500 | 3500 | 3500 | 3500 | 3500 | 3500 | 3500 | 3500 | 3500 | 3500 | 3500
Calorific Value of Coal | Kcal/ Kg | 3600 | 3600 | 3600 | 3600 | 3600 | 3600 | 3600 | 3600 | 3600 | 3600 | 3600 | 3600 | 3600 | 3600 | 3600 | 3600 | 3600 | 3600 | 3600 | 3600 | 3600 | 3600 | 3600 | 3600 | 3600 | 3600 | 3600
Fuel Mix
Bamboo in Mix | % | 100% | 100% | 100% | 100% | 100% | 100% | 100% | 100% | 100% | 100% | 100% | 100% | 100% | 100% | 100% | 100% | 100% | 100% | 100% | 100% | 100% | 100% | 100% | 100% | 100% | 100% | 100%
Coal in Mix | % | 0% | 0% | 0% | 0% | 0% | 0% | 0% | 0% | 0% | 0% | 0% | 0% | 0% | 0% | 0% | 0% | 0% | 0% | 0% | 0% | 0% | 0% | 0% | 0% | 0% | 0% | 0%
Calorific Value of Fuel Mix | Kcal/ Kg | 3500 | 3500 | 3500 | 3500 | 3500 | 3500 | 3500 | 3500 | 3500 | 3500 | 3500 | 3500 | 3500 | 3500 | 3500 | 3500 | 3500 | 3500 | 3500 | 3500 | 3500 | 3500 | 3500 | 3500 | 3500 | 3500 | 3500
Station Heat Rate | Kcal/ Kwh | 4200 | 4200 | 4200 | 4200 | 4200 | 4200 | 4200 | 4200 | 4200 | 4200 | 4200 | 4200 | 4200 | 4200 | 4200 | 4200 | 4200 | 4200 | 4200 | 4200 | 4200 | 4200 | 4200 | 4200 | 4200 | 4200 | 4200
Fuel Mix Required for Generation of 1 Kwh | Kg/ Kwh | 1.2 | 1.2 | 1.2 | 1.2 | 1.2 | 1.2 | 1.2 | 1.2 | 1.2 | 1.2 | 1.2 | 1.2 | 1.2 | 1.2 | 1.2 | 1.2 | 1.2 | 1.2 | 1.2 | 1.2 | 1.2 | 1.2 | 1.2 | 1.2 | 1.2 | 1.2 | 1.2
Fuel Required per Annum | Tons | 0 | 0 | 78840 | 84096 | 89352 | 94608 | 94608 | 94608 | 94608 | 94608 | 94608 | 94608 | 94608 | 94608 | 94608 | 94608 | 94608 | 94608 | 94608 | 94608 | 94608 | 94608 | 94608 | 94608 | 94608 | 94608 | 94608
Price of Fuel
Price of Wet Bamboo (Harvesting Cost) | Rs./ Ton | 1800 | 1800 | 1800 | 1800 | 1800 | 1800 | 1800 | 1800 | 1800 | 1800 | 1800 | 1800 | 1800 | 1800 | 1800 | 1800 | 1800 | 1800 | 1800 | 1800 | 1800 | 1800 | 1800 | 1800 | 1800 | 1800 | 1800
Price of Coal | Rs./ Ton | 4200 | 4200 | 4200 | 4200 | 4200 | 4200 | 4200 | 4200 | 4200 | 4200 | 4200 | 4200 | 4200 | 4200 | 4200 | 4200 | 4200 | 4200 | 4200 | 4200 | 4200 | 4200 | 4200 | 4200 | 4200 | 4200 | 4200
Price of Fuel Mix | Rs./ Ton | 1800 | 1800 | 1800 | 1800 | 1800 | 1800 | 1800 | 1800 | 1800 | 1800 | 1800 | 1800 | 1800 | 1800 | 1800 | 1800 | 1800 | 1800 | 1800 | 1800 | 1800 | 1800 | 1800 | 1800 | 1800 | 1800 | 1800
Increase in Fuel Cost | % | 0% | 0% | 0% | 0% | 0% | 0% | 0% | 0% | 0% | 0% | 0% | 0% | 0% | 0% | 0% | 0% | 0% | 0% | 0% | 0% | 0% | 0% | 0% | 0% | 0% | 0% | 0%
Primary Fuel Cost | Rs. Crores | 0 | 0 | 14.1912 | 15.1373 | 16.0834 | 17.0294 | 17.0294 | 17.0294 | 17.0294 | 17.0294 | 17.0294 | 17.0294 | 17.0294 | 17.0294 | 17.0294 | 17.0294 | 17.0294 | 17.0294 | 17.0294 | 17.0294 | 17.0294 | 17.0294 | 17.0294 | 17.0294 | 17.0294 | 17.0294 | 17.0294
Primary Fuel Cost Per Unit | Rs./Kwh | 0 | 0 | 2.16 | 2.16 | 2.16 | 2.16 | 2.16 | 2.16 | 2.16 | 2.16 | 2.16 | 2.16 | 2.16 | 2.16 | 2.16 | 2.16 | 2.16 | 2.16 | 2.16 | 2.16 | 2.16 | 2.16 | 2.16 | 2.16 | 2.16 | 2.16 | 2.16
Secondary Fuel Cost
Calorific Value of Fuel Oil | Kcal/ Kg | 0 | 0 | 0 | 0 | 0 | 0 | 0 | 0 | 0 | 0 | 0 | 0 | 0 | 0 | 0 | 0 | 0 | 0 | 0 | 0 | 0 | 0 | 0 | 0 | 0 | 0 | 0
Station Heat Rate | Kcal/ Kwh | 0 | 0 | 0 | 0 | 0 | 0 | 0 | 0 | 0 | 0 | 0 | 0 | 0 | 0 | 0 | 0 | 0 | 0 | 0 | 0 | 0 | 0 | 0 | 0 | 0 | 0 | 0
Fuel Required per Annum | Litres | 0
Fuel Required for Generation of 1 Kwh | Litres/ Kwh | 0 | 0 | 0.00084559 | 0.00079274 | 0.00074611 | 0.00070466 | 0.00070466 | 0.00070466 | 0.00070466 | 0.00070466 | 0.00070466 | 0.00070466 | 0.00070466 | 0.00070466 | 0.00070466 | 0.00070466 | 0.00070466 | 0.00070466 | 0.00070466 | 0.00070466 | 0.00070466 | 0.00070466 | 0.00070466 | 0.00070466 | 0.00070466 | 0.00070466 | 0.00070466
Fuel Required per Annum | KL | 0 | 0 | 55.5556 | 55.5556 | 55.5556 | 55.5556 | 55.5556 | 55.5556 | 55.5556 | 55.5556 | 55.5556 | 55.5556 | 55.5556 | 55.5556 | 55.5556 | 55.5556 | 55.5556 | 55.5556 | 55.5556 | 55.5556 | 55.5556 | 55.5556 | 55.5556 | 55.5556 | 55.5556 | 55.5556 | 55.5556
Price of Fuel Oil | Rs./ KL | 0 | 0 | 0 | 0 | 0 | 0 | 0 | 0 | 0 | 0 | 0 | 0 | 0 | 0 | 0 | 0 | 0 | 0 | 0 | 0 | 0 | 0 | 0 | 0 | 0 | 0 | 0
Increase in Fuel Cost | % | 0% | 0% | 0% | 3% | 3% | 3% | 3% | 3% | 3% | 3% | 3% | 3% | 3% | 3% | 3% | 3% | 3% | 3% | 3% | 3% | 3% | 3% | 3% | 3% | 3% | 3% | 3%
Secondary Cost | Rs. Crores | 0 | 0 | 0 | 0 | 0 | 0 | 0 | 0 | 0 | 0 | 0 | 0 | 0 | 0 | 0 | 0 | 0 | 0 | 0 | 0 | 0 | 0 | 0 | 0 | 0 | 0 | 0
Secondary Fuel Cost Per Unit | Rs./ Kwh | 0 | 0 | 0 | 0 | 0 | 0 | 0 | 0 | 0 | 0 | 0 | 0 | 0 | 0 | 0 | 0 | 0 | 0 | 0 | 0 | 0 | 0 | 0 | 0 | 0 | 0 | 0
Total Raw Material Cost | Rs. Crores | 0 | 0 | 14.1912 | 15.1373 | 16.0834 | 17.0294 | 17.0294 | 17.0294 | 17.0294 | 17.0294 | 17.0294 | 17.0294 | 17.0294 | 17.0294 | 17.0294 | 17.0294 | 17.0294 | 17.0294 | 17.0294 | 17.0294 | 17.0294 | 17.0294 | 17.0294 | 17.0294 | 17.0294 | 17.0294 | 17.0294
Operations and Maintenance Cost
Operations and Maintenance Cost | % of GFA | 3% | 3% | 3% | 3.09% | 3.183% | 3.278% | 3.377% | 3.478% | 3.582% | 3.69% | 3.8% | 3.914% | 4.032% | 4.153% | 4.277% | 4.406% | 4.538% | 4.674% | 4.814% | 4.959% | 5.107% | 5.261% | 5.418% | 5.581% | 5.748% | 5.921% | 6.098%
Operations and Maintenance Cost | Rs. Crores | 0 | 0 | 1.5972 | 1.6452 | 1.6945 | 1.8142 | 1.8686 | 1.9247 | 2.1078 | 2.171 | 2.24 | 2.4637 | 2.5376 | 2.6138 | 2.8419 | 2.9382 | 3.0263 | 3.2106 | 3.3069 | 3.4061 | 3.7943 | 3.9081 | 4.0254 | 4.2577 | 4.3855 | 4.5318 | 4.6678
Increase in Cost | % | 0% | 0% | 0% | 3% | 3% | 3% | 3% | 3% | 3% | 3% | 3% | 3% | 3% | 3% | 3% | 3% | 3% | 3% | 3% | 3% | 3% | 3% | 3% | 3% | 3% | 3% | 3%
Insurance Cost
Insurance Cost | % of NFA | 0.3% | 0.3% | 0.3% | 0.309% | 0.3183% | 0.3278% | 0.3377% | 0.3478% | 0.3582% | 0.369% | 0.38% | 0.3914% | 0.4032% | 0.4153% | 0.4277% | 0.4406% | 0.4538% | 0.4674% | 0.4814% | 0.4959% | 0.5107% | 0.5261% | 0.5418% | 0.5581% | 0.5748% | 0.5921% | 0.6098%
Insurance Cost | Rs. Crores | 0 | 0 | 0.15365 | 0.15201 | 0.15013 | 0.15461 | 0.15214 | 0.14937 | 0.15834 | 0.1548 | 0.15127 | 0.16202 | 0.15716 | 0.15186 | 0.16048 | 0.15511 | 0.14814 | 0.14959 | 0.14136 | 0.1325 | 0.15044 | 0.13988 | 0.12856 | 0.12714 | 0.11402 | 0.10142 | 0.086444
Increase in Cost | % | 0% | 0% | 0% | 3% | 3% | 3% | 3% | 3% | 3% | 3% | 3% | 3% | 3% | 3% | 3% | 3% | 3% | 3% | 3% | 3% | 3% | 3% | 3% | 3% | 3% | 3% | 3%
Wages
Wages | % of Sales | 6.5% | 6.5% | 6.5% | 6.825% | 7.166% | 7.525% | 7.901% | 8.296% | 8.711% | 9.146% | 9.603% | 9.603% | 9.603% | 9.603% | 9.603% | 9.603% | 9.603% | 9.603% | 9.603% | 9.603% | 9.603% | 9.603% | 9.603% | 9.603% | 9.603% | 9.603% | 9.603%
Wages | Rs. Crores | 0 | 0 | 2.1823 | 2.4442 | 2.7268 | 3.0316 | 3.1831 | 3.3423 | 3.5094 | 3.6849 | 3.8691 | 3.8691 | 3.8691 | 3.8691 | 3.8691 | 3.8691 | 3.8691 | 3.8691 | 3.8691 | 3.8691 | 3.8691 | 3.8691 | 3.8691 | 3.8691 | 3.8691 | 3.8691 | 3.8691
Increase in Cost | % | 0% | 0% | 0% | 5% | 5% | 5% | 5% | 5% | 5% | 5% | 5% | 5% | 5% | 5% | 5% | 5% | 5% | 5% | 5% | 5% | 5% | 5% | 5% | 5% | 5% | 5% | 5%
Admin and General Expenses
Admin and General Expenses | % of Sales | 4% | 4% | 4% | 4% | 4% | 4% | 4% | 4% | 4% | 4% | 4% | 4% | 4% | 4% | 4% | 4% | 4% | 4% | 4% | 4% | 4% | 4% | 4% | 4% | 4% | 4% | 4%
Admin and General Expenses | Rs. Crores | 0 | 0 | 1.343 | 1.4325 | 1.522 | 1.6116 | 1.6116 | 1.6116 | 1.6116 | 1.6116 | 1.6116 | 1.6116 | 1.6116 | 1.6116 | 1.6116 | 1.6116 | 1.6116 | 1.6116 | 1.6116 | 1.6116 | 1.6116 | 1.6116 | 1.6116 | 1.6116 | 1.6116 | 1.6116 | 1.6116
Lease Rental Cost (Plantation)
Lease Reantal per Year | Rs. Crores |  |  | 1 | 1.03 | 1.0609 | 1.0927 | 1.1255 | 1.1593 | 1.1941 | 1.2299 | 1.2668 | 1.3048 | 1.3439 | 1.3842 | 1.4258 | 1.4685 | 1.5126 | 1.558 | 1.6047 | 1.6528 | 1.7024 | 1.7535 | 1.8061 | 1.8603 | 1.9161 | 1.9736 | 2.0328
Increase in Cost | % | 0% | 0% | 0% | 3% | 3% | 3% | 3% | 3% | 3% | 3% | 3% | 3% | 3% | 3% | 3% | 3% | 3% | 3% | 3% | 3% | 3% | 3% | 3% | 3% | 3% | 3% | 3%
Other Details
Description | Unit | Value
Debt Equity Ratio | Ratio | 5.6667
Cost of Equity | % | 14%
Cost of Long Term Loan | % | 10.5%
Cost of Working Capital Loan | % | 10.5%
Income Tax Rate | % | 21.1%
Minimum Alternate Tax | % | 21.44%
WACC | % | 9.142%
Date of Commercial Operations | Date | 2022-10-01
Door to Door Tenure | Years | 12
Door to Door Tenure | Quarters | 48
Construction Period | Quarters | 7
Post Construction Moratorium | Quarters | 2
Repyement Duration | Quarters | 39
Working Capital Requirement
Raw Material | Days | 30
O&M Expenses | Days | 30
Maintenance Spares | % | 15% | O&M Expenses
Receivables | Days | 30
Creditors | Days | 30
Margin Money | % | 25%
Depreciation Rate - The Company Act
Land | % | 0%
Building and Civil Work | % | 4%
Plant and Machinery | % | 4%
Miscellaneous Fixed Assets | % | 4%
Depreciation Rate - Income Tax Act
Land | % | 0%
Building and Civil Work | % | 10%
Plant and Machinery | % | 15%
Miscellaneous Fixed Assets | % | 15%
Contingency | % | 5%
1 Crores = |  | 10000000
Project Cost
Description | Unit | Value
Land | Rs. Crores | 2.6589
Building and Civil Work | Rs. Crores | 10.6985
Plant and Machinery | Rs. Crores | 37.9153
Miscellaneous Fixed Assets | Rs. Crores | 1.9687
Preliminary and Pre-operative | Rs. Crores | 5.5717
Total | Rs. Crores | 58.8131
Project Phasing
Description | Unit | 2022-03-31 | 2023-03-31 | 2024-03-31 | 2025-03-31 | 2026-03-31 | 2027-03-31 | 2028-03-31 | 2029-03-31 | 2030-03-31 | 2031-03-31 | 2032-03-31 | 2033-03-31 | 2034-03-31
Land | % | 100% | 0% | 0%
Building and Civil Work | % | 15% | 60% | 25%
Plant and Machinery | % | 30% | 60% | 10%
Miscellaneous Fixed Assets | % | 5% | 70% | 25%
Preliminary and Pre-operative | % | 30% | 40% | 30%
Sensitivity Analysis | [6 empty] | 0
Description | Unit | Value
5% decrease in Capacity Utilisation | % | 0%
5% decrease in Selling Price | % | 0%
5% increase in Operational Expenses | % | 0%
5% increase in Manpower Cost | % | 0%
10% increase in Hardware Cost | % | 0%
1% increase in Interest Rate | % | 0%
Manpower
Description | Unit | Value | Unit | Value
Administrative Staff
Plant Head | Nos. | 1 | Rs./ Month | 75000 |  | 75000 | 75000 | 900000
General Manager | Nos. | 4 | Rs./ Month | 65000 |  | 65000 | 260000 | 3120000
Senior Managers/ Engineers | Nos. | 6 | Rs./ Month | 45000 |  | 45000 | 270000 | 3240000
Admin and Accounts | Nos. | 10 | Rs./ Month | 20000 |  | 25000 | 250000 | 3000000
Security | Nos. | 10 | Rs./ Month | 10500 |  | 10500 | 105000 | 1260000
Plant Staff
Engineers | Nos. | 8 | Rs./ Month | 25000 |  | 25000 | 200000 | 2400000
Supervisors | Nos. | 12 | Rs./ Month | 18000 |  | 18000 | 216000 | 2592000
Skilled Labour | Nos. | 24 | Rs./ Month | 14500 |  | 14500 | 348000 | 4176000
Unskilled Labour | Nos. | 20 | Rs./ Month | 10500 |  | 10500 | 210000 | 2520000
Total Manpower | Nos. | 95 | [5 empty] | 2.3208

## RM Cost
Raw Material Cost
Description | Unit | 2022-03-31 | 2023-03-31 | 2024-03-31 | 2025-03-31 | 2026-03-31 | 2027-03-31 | 2028-03-31 | 2029-03-31 | 2030-03-31 | 2031-03-31 | 2032-03-31 | 2033-03-31 | 2034-03-31 | 2035-03-31 | 2036-03-31 | 2037-03-31 | 2038-03-31 | 2039-03-31 | 2040-03-31 | 2041-03-31 | 2042-03-31 | 2043-03-31 | 2044-03-31 | 2045-03-31 | 2046-03-31 | 2047-03-31 | 2048-03-31
Bamboo Cutting and Stacking Cost
Annual Bamboo Requirement | Tons | 0 | 0 | 78840 | 84096 | 89352 | 94608 | 94608 | 94608 | 94608 | 94608 | 94608 | 94608 | 94608 | 94608 | 94608 | 94608 | 94608 | 94608 | 94608 | 94608 | 94608 | 94608 | 94608 | 94608 | 94608 | 94608 | 94608
Days of Operations | Days | 0 | 0 | 274 | 292 | 311 | 329 | 329 | 329 | 329 | 329 | 329 | 329 | 329 | 329 | 329 | 329 | 329 | 329 | 329 | 329 | 329 | 329 | 329 | 329 | 329 | 329 | 329
Daily Bamboo Requirement | Tons | 0 | 0 | 287.7372 | 288 | 287.3055 | 287.5623 | 287.5623 | 287.5623 | 287.5623 | 287.5623 | 287.5623 | 287.5623 | 287.5623 | 287.5623 | 287.5623 | 287.5623 | 287.5623 | 287.5623 | 287.5623 | 287.5623 | 287.5623 | 287.5623 | 287.5623 | 287.5623 | 287.5623 | 287.5623 | 287.5623
Bamboo Harvested per Person | Kg |  |  | 1000 | 1000 | 1000 | 1000 | 1000 | 1000 | 1000 | 1000 | 1000 | 1000 | 1000 | 1000 | 1000 | 1000 | 1000 | 1000 | 1000 | 1000 | 1000 | 1000 | 1000 | 1000 | 1000 | 1000 | 1000
Manpower Required | Nos. |  |  | 287.7372 | 288 | 287.3055 | 287.5623 | 287.5623 | 287.5623 | 287.5623 | 287.5623 | 287.5623 | 287.5623 | 287.5623 | 287.5623 | 287.5623 | 287.5623 | 287.5623 | 287.5623 | 287.5623 | 287.5623 | 287.5623 | 287.5623 | 287.5623 | 287.5623 | 287.5623 | 287.5623 | 287.5623
Daily Wages | Rs. |  |  | 550 | 550 | 550 | 550 | 550 | 550 | 550 | 550 | 550 | 550 | 550 | 550 | 550 | 550 | 550 | 550 | 550 | 550 | 550 | 550 | 550 | 550 | 550 | 550 | 550
Wages per Annum | Rs. |  | 0 | 57921503.6496 | 57816000 | 57676572.3473 | 57728133.7386 | 57886293.0091 | 57728133.7386 | 57728133.7386 | 57728133.7386 | 57886293.0091 | 57728133.7386 | 57728133.7386 | 57728133.7386 | 57886293.0091 | 57728133.7386 | 57728133.7386 | 57728133.7386 | 57886293.0091 | 57728133.7386 | 57728133.7386 | 57728133.7386 | 57886293.0091 | 57728133.7386 | 57728133.7386 | 57728133.7386 | 57886293.0091
Bamboo Cutting and Stacking Cost | Rs./Ton | 0 | 0 | 734.6715 | 687.5 | 645.4984 | 610.1824 | 611.8541 | 610.1824 | 610.1824 | 610.1824 | 611.8541 | 610.1824 | 610.1824 | 610.1824 | 611.8541 | 610.1824 | 610.1824 | 610.1824 | 611.8541 | 610.1824 | 610.1824 | 610.1824 | 611.8541 | 610.1824 | 610.1824 | 610.1824 | 611.8541
Chipping and Baling Cost
Chipping Machine Capacity | TPD | 160 | 160 | 160 | 160 | 160 | 160 | 160 | 160 | 160 | 160 | 160 | 160 | 160 | 160 | 160 | 160 | 160 | 160 | 160 | 160 | 160 | 160 | 160 | 160 | 160 | 160 | 160
Number of Machines | Nos | 2 | 2 | 2 | 2 | 2 | 2 | 2 | 2 | 2 | 2 | 2 | 2 | 2 | 2 | 2 | 2 | 2 | 2 | 2 | 2 | 2 | 2 | 2 | 2 | 2 | 2 | 2
Daily Chipping Capacity | Nos. | 320 | 320 | 320 | 320 | 320 | 320 | 320 | 320 | 320 | 320 | 320 | 320 | 320 | 320 | 320 | 320 | 320 | 320 | 320 | 320 | 320 | 320 | 320 | 320 | 320 | 320 | 320
Annual Capacity | Ton | 105600 | 105600 | 105600 | 105600 | 105600 | 105600 | 105600 | 105600 | 105600 | 105600 | 105600 | 105600 | 105600 | 105600 | 105600 | 105600 | 105600 | 105600 | 105600 | 105600 | 105600 | 105600 | 105600 | 105600 | 105600 | 105600 | 105600
Utilisation Level | % | 0% | 0% | 74.66% | 79.64% | 84.61% | 89.59% | 89.59% | 89.59% | 89.59% | 89.59% | 89.59% | 89.59% | 89.59% | 89.59% | 89.59% | 89.59% | 89.59% | 89.59% | 89.59% | 89.59% | 89.59% | 89.59% | 89.59% | 89.59% | 89.59% | 89.59% | 89.59%
Power Consumption per Ton | Kwh | 80 | 80 | 80 | 80 | 80 | 80 | 80 | 80 | 80 | 80 | 80 | 80 | 80 | 80 | 80 | 80 | 80 | 80 | 80 | 80 | 80 | 80 | 80 | 80 | 80 | 80 | 80
Total Power Consumption | Kwh | 0 | 0 | 6307200 | 6727680 | 7148160 | 7568640 | 7568640 | 7568640 | 7568640 | 7568640 | 7568640 | 7568640 | 7568640 | 7568640 | 7568640 | 7568640 | 7568640 | 7568640 | 7568640 | 7568640 | 7568640 | 7568640 | 7568640 | 7568640 | 7568640 | 7568640 | 7568640
Power Cost | Rs./ Kwh | 5.99 | 5.99 | 5.99 | 5.99 | 5.99 | 5.99 | 5.99 | 5.99 | 5.99 | 5.99 | 5.99 | 5.99 | 5.99 | 5.99 | 5.99 | 5.99 | 5.99 | 5.99 | 5.99 | 5.99 | 5.99 | 5.99 | 5.99 | 5.99 | 5.99 | 5.99 | 5.99
Chipping Cost | Rs.Crores | 0 | 0 | 3.778 | 4.0299 | 4.2817 | 4.5336 | 4.5336 | 4.5336 | 4.5336 | 4.5336 | 4.5336 | 4.5336 | 4.5336 | 4.5336 | 4.5336 | 4.5336 | 4.5336 | 4.5336 | 4.5336 | 4.5336 | 4.5336 | 4.5336 | 4.5336 | 4.5336 | 4.5336 | 4.5336 | 4.5336
Chipping and Baling Cost | Rs./Ton | 0 | 0 | 479.2 | 479.2 | 479.2 | 479.2 | 479.2 | 479.2 | 479.2 | 479.2 | 479.2 | 479.2 | 479.2 | 479.2 | 479.2 | 479.2 | 479.2 | 479.2 | 479.2 | 479.2 | 479.2 | 479.2 | 479.2 | 479.2 | 479.2 | 479.2 | 479.2
Transportation Cost | Rs./Ton |  |  | 650 | 650 | 650 | 650 | 650 | 650 | 650 | 650 | 650 | 650 | 650 | 650 | 650 | 650 | 650 | 650 | 650 | 650 | 650 | 650 | 650 | 650 | 650 | 650 | 650
Total Cost of Bamboo Harvesting | Rs./Ton | 0 | 0 | 1863.8715 | 1816.7 | 1774.6984 | 1739.3824 | 1741.0541 | 1739.3824 | 1739.3824 | 1739.3824 | 1741.0541 | 1739.3824 | 1739.3824 | 1739.3824 | 1741.0541 | 1739.3824 | 1739.3824 | 1739.3824 | 1741.0541 | 1739.3824 | 1739.3824 | 1739.3824 | 1741.0541 | 1739.3824 | 1739.3824 | 1739.3824 | 1741.0541

## Capex
Normal Capex
Project Cost |  | Per MW Capex |  | 6.787
Description | Unit | 2022-03-31 | 2023-03-31 | 2024-03-31 | 2025-03-31 | 2026-03-31 | 2027-03-31 | 2028-03-31 | 2029-03-31 | 2030-03-31 | 2031-03-31 | 2032-03-31 | 2033-03-31 | 2034-03-31 | 2035-03-31 | 2036-03-31 | 2037-03-31 | 2038-03-31 | 2039-03-31 | 2040-03-31 | 2041-03-31 | 2042-03-31 | 2043-03-31 | 2044-03-31 | 2045-03-31 | 2046-03-31 | 2047-03-31 | 2048-03-31 | Total
Land | Rs. Crores | 2.6589 | 0 | 0 | 0 | 0 | 0 | 0 | 0 | 0 | 0 | 0 | 0 | 0 | 0 | 0 | 0 | 0 | 0 | 0 | 0 | 0 | 0 | 0 | 0 | 0 | 0 | 0 | 2.6589
Building and Civil Work | Rs. Crores | 1.6048 | 6.4191 | 2.6746 | 0 | 0 | 0 | 0 | 0 | 0 | 0 | 0 | 2 | 0 | 0 | 0 | 0 | 0 | 0 | 0 | 0 | 2 | 0 | 0 | 0 | 0 | 0 | 0 | 10.6985
Plant and Machinery | Rs. Crores | 11.3746 | 22.7492 | 3.7915 | 0 | 0 | 2 | 0 | 0 | 3.5 | 0 | 0 | 2 | 0 | 0 | 3.5 | 0 | 0 | 2 | 0 | 0 | 3.5 | 0 | 0 | 2 | 0 | 0 | 0 | 37.9153
Miscellaneous Fixed Assets | Rs. Crores | 0.098436 | 1.3781 | 0.49218 | 0 | 0 | 0.1 | 0 | 0 | 0 | 0 | 0.1 | 0 | 0 | 0 | 0 | 0.25 | 0 | 0 | 0 | 0 | 0.1 | 0 | 0 | 0 | 0 | 0.25 | 0 | 1.9687
Preliminary and Pre-operative | Rs. Crores | 1.6715 | 2.2287 | 1.6715 | 0 | 0 | 0 | 0 | 0 | 0 | 0 | 0 | 0 | 0 | 0 | 0 | 0 | 0 | 0 | 0 | 0 | 0 | 0 | 0 | 0 | 0 | 0 | 0 | 5.5717
Interest During Construction | Rs. Crores | 0.41221 | 3.3281 | 2.7877 | 0 | 0 | 0 | 0 | 0 | 0 | 0 | 0 | 0 | 0 | 0 | 0 | 0 | 0 | 0 | 0 | 0 | 0 | 0 | 0 | 0 | 0 | 0 | 0 | 6.528
Contingency | Rs. Crores | 0.65389 | 1.5273 | 0.34792 | [24 empty] | 2.5291
Margin Money for Working Capital | Rs. Crores |  |  | 0.96371 | [24 empty] | 0.96371
Total | Rs. Crores | 18.4743 | 37.6305 | 12.7292 | 0 | 0 | 2.1 | 0 | 0 | 3.5 | 0 | 0.1 | 4 | 0 | 0 | 3.5 | 0.25 | 0 | 2 | 0 | 0 | 5.6 | 0 | 0 | 2 | 0 | 0.25 | 0 | 68.8339 | 67.8702
Means of Finance
Description | Unit | 2022-03-31 | 2023-03-31 | 2024-03-31 | 2025-03-31 | 2026-03-31 | 2027-03-31 | 2028-03-31 | 2029-03-31 | 2030-03-31 | 2031-03-31 | 2032-03-31 | 2033-03-31 | 2034-03-31 | 2035-03-31 | 2036-03-31 | 2037-03-31 | 2038-03-31 | 2039-03-31 | 2040-03-31 | 2041-03-31 | 2042-03-31 | 2043-03-31 | 2044-03-31 | 2045-03-31 | 2046-03-31 | 2047-03-31 | 2048-03-31 | Total
Equity | Rs. Crores | 2.7711 | 5.6446 | 1.9094 | 0 | 0 | 2.1 | 0 | 0 | 3.5 | 0 | 0.1 | 4 | 0 | 0 | 3.5 | 0.25 | 0 | 2 | 0 | 0 | 5.6 | 0 | 0 | 2 | 0 | 0.25 | 0 | 10.3251
Debt | Rs. Crores | 15.7032 | 31.9859 | 10.8198 | 0 | [23 empty] | 58.5088 |  | 5.6667
Total Means of Finance | Rs. Crores | 18.4743 | 37.6305 | 12.7292 | 0 | 0 | 2.1 | 0 | 0 | 3.5 | 0 | 0.1 | 4 | 0 | 0 | 3.5 | 0.25 | 0 | 2 | 0 | 0 | 5.6 | 0 | 0 | 2 | 0 | 0.25 | 0 | 74.5339 |  | 1.8571
10.3251

## P&L
Profit and Loss Account
|  | 0 | 0 | 366 | 365 | 365 | 365 | 366 | 365 | 365 | 365 | 366 | 365 | 365 | 365 | 366 | 365 | 365 | 365 | 366 | 365 | 365 | 365 | 366 | 365 | 365 | 365 | 366
Description | Unit | 2022-03-31 | 2023-03-31 | 2024-03-31 | 2025-03-31 | 2026-03-31 | 2027-03-31 | 2028-03-31 | 2029-03-31 | 2030-03-31 | 2031-03-31 | 2032-03-31 | 2033-03-31 | 2034-03-31 | 2035-03-31 | 2036-03-31 | 2037-03-31 | 2038-03-31 | 2039-03-31 | 2040-03-31 | 2041-03-31 | 2042-03-31 | 2043-03-31 | 2044-03-31 | 2045-03-31 | 2046-03-31 | 2047-03-31 | 2048-03-31
Sales of Power | Rs. Crores | 0 | 0 | 33.5741 | 35.8124 | 38.0507 | 40.289 | 40.289 | 40.289 | 40.289 | 40.289 | 40.289 | 40.289 | 40.289 | 40.289 | 40.289 | 40.289 | 40.289 | 40.289 | 40.289 | 40.289 | 40.289 | 40.289 | 40.289 | 40.289 | 40.289 | 40.289 | 40.289
Total Revenue | Rs. Crores | 0 | 0 | 33.5741 | 35.8124 | 38.0507 | 40.289 | 40.289 | 40.289 | 40.289 | 40.289 | 40.289 | 40.289 | 40.289 | 40.289 | 40.289 | 40.289 | 40.289 | 40.289 | 40.289 | 40.289 | 40.289 | 40.289 | 40.289 | 40.289 | 40.289 | 40.289 | 40.289
Variable Costs
Raw Material Cost | Rs. Crores | 0 | 0 | 14.1912 | 15.1373 | 16.0834 | 17.0294 | 17.0294 | 17.0294 | 17.0294 | 17.0294 | 17.0294 | 17.0294 | 17.0294 | 17.0294 | 17.0294 | 17.0294 | 17.0294 | 17.0294 | 17.0294 | 17.0294 | 17.0294 | 17.0294 | 17.0294 | 17.0294 | 17.0294 | 17.0294 | 17.0294
O&M Expenses | Rs. Crores | 0 | 0 | 1.5972 | 1.6452 | 1.6945 | 1.8142 | 1.8686 | 1.9247 | 2.1078 | 2.171 | 2.24 | 2.4637 | 2.5376 | 2.6138 | 2.8419 | 2.9382 | 3.0263 | 3.2106 | 3.3069 | 3.4061 | 3.7943 | 3.9081 | 4.0254 | 4.2577 | 4.3855 | 4.5318 | 4.6678
Insurance Cost | Rs. Crores | 0 | 0 | 0.15365 | 0.15201 | 0.15013 | 0.15461 | 0.15214 | 0.14937 | 0.15834 | 0.1548 | 0.15127 | 0.16202 | 0.15716 | 0.15186 | 0.16048 | 0.15511 | 0.14814 | 0.14959 | 0.14136 | 0.1325 | 0.15044 | 0.13988 | 0.12856 | 0.12714 | 0.11402 | 0.10142 | 0.086444
Manpower Cost | Rs. Crores | 0 | 0 | 2.1823 | 2.4442 | 2.7268 | 3.0316 | 3.1831 | 3.3423 | 3.5094 | 3.6849 | 3.8691 | 3.8691 | 3.8691 | 3.8691 | 3.8691 | 3.8691 | 3.8691 | 3.8691 | 3.8691 | 3.8691 | 3.8691 | 3.8691 | 3.8691 | 3.8691 | 3.8691 | 3.8691 | 3.8691
Total Variable Costs | Rs. Crores | 0 | 0 | 18.1244 | 19.3786 | 20.6548 | 22.0298 | 22.2333 | 22.4458 | 22.805 | 23.0402 | 23.2898 | 23.5243 | 23.5934 | 23.6642 | 23.9009 | 23.9918 | 24.073 | 24.2587 | 24.3468 | 24.4372 | 24.8433 | 24.9466 | 25.0525 | 25.2834 | 25.3981 | 25.5318 | 25.6528
Fixed Costs
Admin and General Expenses | Rs. Crores | 0 | 0 | 1.343 | 1.4325 | 1.522 | 1.6116 | 1.6116 | 1.6116 | 1.6116 | 1.6116 | 1.6116 | 1.6116 | 1.6116 | 1.6116 | 1.6116 | 1.6116 | 1.6116 | 1.6116 | 1.6116 | 1.6116 | 1.6116 | 1.6116 | 1.6116 | 1.6116 | 1.6116 | 1.6116 | 1.6116
Lease Rental Cost | Rs. Crores | 0 | 0 | 1 | 1.03 | 1.0609 | 1.0927 | 1.1255 | 1.1593 | 1.1941 | 1.2299 | 1.2668 | 1.3048 | 1.3439 | 1.3842 | 1.4258 | 1.4685 | 1.5126 | 1.558 | 1.6047 | 1.6528 | 1.7024 | 1.7535 | 1.8061 | 1.8603 | 1.9161 | 1.9736 | 2.0328
Total Fixed Cost | Rs. Crores | 0 | 0 | 2.343 | 2.4625 | 2.5829 | 2.7043 | 2.7371 | 2.7708 | 2.8056 | 2.8414 | 2.8783 | 2.9163 | 2.9555 | 2.9958 | 3.0373 | 3.0801 | 3.1241 | 3.1695 | 3.2163 | 3.2644 | 3.314 | 3.3651 | 3.4177 | 3.4719 | 3.5277 | 3.5851 | 3.6444
Total Operating Cost | Rs. Crores | 0 | 0 | 20.4674 | 21.8411 | 23.2377 | 24.7341 | 24.9704 | 25.2166 | 25.6106 | 25.8816 | 26.1681 | 26.4407 | 26.5489 | 26.66 | 26.9383 | 27.0719 | 27.1972 | 27.4283 | 27.5631 | 27.7016 | 28.1573 | 28.3116 | 28.4702 | 28.7553 | 28.9257 | 29.117 | 29.2972
EBDITA | Rs. Crores | 0 | 0 | 13.1068 | 13.9713 | 14.8129 | 15.5549 | 15.3186 | 15.0723 | 14.6784 | 14.4074 | 14.1208 | 13.8483 | 13.7401 | 13.629 | 13.3507 | 13.217 | 13.0918 | 12.8607 | 12.7259 | 12.5874 | 12.1317 | 11.9773 | 11.8188 | 11.5337 | 11.3632 | 11.172 | 10.9918
EBDITA Margin | % | 0% | 0% | 39.04% | 39.01% | 38.93% | 38.61% | 38.02% | 37.41% | 36.43% | 35.76% | 35.05% | 34.37% | 34.1% | 33.83% | 33.14% | 32.81% | 32.49% | 31.92% | 31.59% | 31.24% | 30.11% | 29.73% | 29.34% | 28.63% | 28.2% | 27.73% | 27.28%
Depreciation | Rs. Crores | 0 | 0 | 2.0233 | 2.0233 | 2.0233 | 2.1073 | 2.1073 | 2.1073 | 2.2473 | 2.2473 | 2.2513 | 2.4113 | 2.4113 | 2.4113 | 2.5513 | 2.5613 | 2.5613 | 2.6413 | 2.6413 | 2.6413 | 2.8653 | 2.8653 | 2.8653 | 2.9453 | 2.9453 | 2.9553 | 2.9553
Interest on Term Loan | Rs. Crores | 0 | 0 | 3.0717 | 5.8284 | 5.1983 | 4.5682 | 3.9381 | 3.308 | 2.6779 | 2.0478 | 1.4177 | 0.78762 | 0.17721 | 0 | 0 | 0 | 0 | 0 | 0 | 0 | 0 | 0 | 0 | 0 | 0 | 0 | 0
Interest on Working Capital Loan | Rs. Crores | 0 | 0 | 0.30357 | 0.32274 | 0.34179 | 0.36106 | 0.36037 | 0.35964 | 0.35954 | 0.35874 | 0.35792 | 0.35911 | 0.35951 | 0.35991 | 0.36113 | 0.36165 | 0.36212 | 0.3631 | 0.36361 | 0.36414 | 0.36622 | 0.36682 | 0.36745 | 0.36869 | 0.36937 | 0.37016 | 0.37088
Expenses Written Off | Rs. Crores | 0 | 0 | 0 | 0 | 0 | 0 | 0 | 0 | 0 | 0 | 0 | 0 | 0 | 0 | 0 | 0 | 0 | 0 | 0 | 0 | 0 | 0 | 0 | 0 | 0 | 0 | 0
Non-Operating Expenses | Rs. Crores | 0 | 0 | 0 | 0 | 0 | 0 | 0 | 0 | 0 | 0 | 0 | 0 | 0 | 0 | 0 | 0 | 0 | 0 | 0 | 0 | 0 | 0 | 0 | 0 | 0 | 0 | 0
Total Expenditure | Rs. Crores | 0 | 0 | 25.866 | 30.0156 | 30.8011 | 31.7707 | 31.3762 | 30.9916 | 30.8953 | 30.5354 | 30.1951 | 29.9987 | 29.4969 | 29.4312 | 29.8507 | 29.9949 | 30.1206 | 30.4327 | 30.568 | 30.707 | 31.3888 | 31.5438 | 31.7029 | 32.0693 | 32.2404 | 32.4424 | 32.6233
Profit Before Tax | Rs. Crores | 0 | 0 | 7.7082 | 5.7968 | 7.2496 | 8.5183 | 8.9128 | 9.2974 | 9.3936 | 9.7535 | 10.0939 | 10.2903 | 10.7921 | 10.8578 | 10.4383 | 10.2941 | 10.1684 | 9.8563 | 9.721 | 9.5819 | 8.9002 | 8.7452 | 8.5861 | 8.2197 | 8.0486 | 7.8465 | 7.6656
Applicable Tax | Rs. Crores | 0 | 0 | 1.8529 | 1.1934 | 1.4925 | 1.7536 | 1.8349 | 1.914 | 1.9338 | 2.0079 | 2.1956 | 2.9712 | 3.0744 | 3.2003 | 3.2106 | 3.0974 | 3.1404 | 3.0114 | 2.9552 | 2.9847 | 2.9157 | 2.7168 | 2.7435 | 2.7247 | 2.646 | 2.6501 | 2.6386
Profit After Tax | Rs. Crores | 0 | 0 | 5.8553 | 4.6035 | 5.7571 | 6.7647 | 7.0779 | 7.3834 | 7.4598 | 7.7456 | 7.8983 | 7.3191 | 7.7177 | 7.6574 | 7.2276 | 7.1967 | 7.0279 | 6.8449 | 6.7658 | 6.5973 | 5.9844 | 6.0284 | 5.8426 | 5.4949 | 5.4026 | 5.1965 | 5.027
PAT Margin | % | 0% | 0% | 17.44% | 12.85% | 15.13% | 16.79% | 17.57% | 18.33% | 18.52% | 19.23% | 19.6% | 18.17% | 19.16% | 19.01% | 17.94% | 17.86% | 17.44% | 16.99% | 16.79% | 16.37% | 14.85% | 14.96% | 14.5% | 13.64% | 13.41% | 12.9% | 12.48%
Dividend Issued | % |  |  |  |  | 20% | 20% | 20% | 20% | 20% | 20% | 20% | 20% | 20% | 20% | 20% | 20% | 20% | 20% | 20% | 20% | 20% | 20% | 20% | 20% | 20% | 20% | 20%
Dividend Issued | Rs. Crores | 0 | 0 | 0 | 0 | 1.1514 | 1.3529 | 1.4156 | 1.4767 | 1.492 | 1.5491 | 1.5797 | 1.4638 | 1.5435 | 1.5315 | 1.4455 | 1.4393 | 1.4056 | 1.369 | 1.3532 | 1.3195 | 1.1969 | 1.2057 | 1.1685 | 1.099 | 1.0805 | 1.0393 | 1.0054
Retained Earnings | Rs. Crores | 0 | 0 | 5.8553 | 4.6035 | 4.6057 | 5.4117 | 5.6623 | 5.9067 | 5.9678 | 6.1965 | 6.3187 | 5.8553 | 6.1742 | 6.1259 | 5.7821 | 5.7573 | 5.6224 | 5.4759 | 5.4126 | 5.2778 | 4.7876 | 4.8228 | 4.6741 | 4.396 | 4.322 | 4.1572 | 4.0216
Applicable Tax Rate | 21.1% | 0% | 0% | 24.04% | 20.59% | 20.59% | 20.59% | 20.59% | 20.59% | 20.59% | 20.59% | 21.75% | 28.87% | 28.49% | 29.48% | 30.76% | 30.09% | 30.88% | 30.55% | 30.4% | 31.15% | 32.76% | 31.07% | 31.95% | 33.15% | 32.88% | 33.77% | 34.42%

## WC
Working Capital Requirement
| Total Days in Year |  | 0 | 0 | 365 | 365 | 365 | 365 | 365 | 365 | 365 | 365 | 365 | 365 | 365 | 365 | 365 | 365 | 365 | 365 | 365 | 365 | 365 | 365 | 365 | 365 | 365 | 365 | 365
| Description | Unit | 2022-03-31 | 2023-03-31 | 2024-03-31 | 2025-03-31 | 2026-03-31 | 2027-03-31 | 2028-03-31 | 2029-03-31 | 2030-03-31 | 2031-03-31 | 2032-03-31 | 2033-03-31 | 2034-03-31 | 2035-03-31 | 2036-03-31 | 2037-03-31 | 2038-03-31 | 2039-03-31 | 2040-03-31 | 2041-03-31 | 2042-03-31 | 2043-03-31 | 2044-03-31 | 2045-03-31 | 2046-03-31 | 2047-03-31 | 2048-03-31
| Raw Material | Rs. Crores | 0 | 0 | 1.1664 | 1.2442 | 1.3219 | 1.3997 | 1.3997 | 1.3997 | 1.3997 | 1.3997 | 1.3997 | 1.3997 | 1.3997 | 1.3997 | 1.3997 | 1.3997 | 1.3997 | 1.3997 | 1.3997 | 1.3997 | 1.3997 | 1.3997 | 1.3997 | 1.3997 | 1.3997 | 1.3997 | 1.3997
| Maintenance Spare | Rs. Crores | 0 | 0 | 0.23959 | 0.24677 | 0.25418 | 0.27213 | 0.28029 | 0.2887 | 0.31617 | 0.32565 | 0.33599 | 0.36956 | 0.38065 | 0.39207 | 0.42628 | 0.44072 | 0.45395 | 0.48159 | 0.49603 | 0.51091 | 0.56914 | 0.58622 | 0.6038 | 0.63866 | 0.65782 | 0.67978 | 0.70017
| Receivables | Rs. Crores | 0 | 0 | 2.7595 | 2.9435 | 3.1275 | 3.3114 | 3.3114 | 3.3114 | 3.3114 | 3.3114 | 3.3114 | 3.3114 | 3.3114 | 3.3114 | 3.3114 | 3.3114 | 3.3114 | 3.3114 | 3.3114 | 3.3114 | 3.3114 | 3.3114 | 3.3114 | 3.3114 | 3.3114 | 3.3114 | 3.3114
| Current Assets | Rs. Crores | 0 | 0 | 4.1655 | 4.4344 | 4.7036 | 4.9832 | 4.9914 | 4.9998 | 5.0273 | 5.0368 | 5.0471 | 5.0807 | 5.0917 | 5.1032 | 5.1374 | 5.1518 | 5.165 | 5.1927 | 5.2071 | 5.222 | 5.2802 | 5.2973 | 5.3149 | 5.3498 | 5.3689 | 5.3909 | 5.4113
| Creditors | Rs. Crores | 0 | 0 | 0.31065 | 0.33611 | 0.3634 | 0.39828 | 0.41521 | 0.4329 | 0.46169 | 0.48131 | 0.50212 | 0.52051 | 0.52658 | 0.53284 | 0.55159 | 0.5595 | 0.56675 | 0.58189 | 0.58981 | 0.59796 | 0.62987 | 0.63923 | 0.64886 | 0.66796 | 0.67846 | 0.69049 | 0.70166
| Current Liabilities | Rs. Crores | 0 | 0 | 0.31065 | 0.33611 | 0.3634 | 0.39828 | 0.41521 | 0.4329 | 0.46169 | 0.48131 | 0.50212 | 0.52051 | 0.52658 | 0.53284 | 0.55159 | 0.5595 | 0.56675 | 0.58189 | 0.58981 | 0.59796 | 0.62987 | 0.63923 | 0.64886 | 0.66796 | 0.67846 | 0.69049 | 0.70166
| Working Capital Gap | Rs. Crores | 0 | 0 | 3.8549 | 4.0983 | 4.3402 | 4.5849 | 4.5762 | 4.5669 | 4.5656 | 4.5554 | 4.545 | 4.5602 | 4.5652 | 4.5703 | 4.5858 | 4.5923 | 4.5983 | 4.6108 | 4.6173 | 4.6241 | 4.6504 | 4.6581 | 4.666 | 4.6818 | 4.6905 | 4.7004 | 4.7096
25% | Margin Money | Rs. Crores | 0 | 0 | 0.96371 | 1.0246 | 1.085 | 1.1462 | 1.144 | 1.1417 | 1.1414 | 1.1389 | 1.1362 | 1.14 | 1.1413 | 1.1426 | 1.1464 | 1.1481 | 1.1496 | 1.1527 | 1.1543 | 1.156 | 1.1626 | 1.1645 | 1.1665 | 1.1705 | 1.1726 | 1.1751 | 1.1774
| Bank Borrowing | Rs. Crores | 0 | 0 | 2.8911 | 3.0737 | 3.2551 | 3.4387 | 3.4321 | 3.4252 | 3.4242 | 3.4166 | 3.4087 | 3.4201 | 3.4239 | 3.4277 | 3.4393 | 3.4442 | 3.4487 | 3.4581 | 3.463 | 3.468 | 3.4878 | 3.4936 | 3.4995 | 3.5114 | 3.5178 | 3.5253 | 3.5322
| Interest Rate | % | 10.5% | 10.5% | 10.5% | 10.5% | 10.5% | 10.5% | 10.5% | 10.5% | 10.5% | 10.5% | 10.5% | 10.5% | 10.5% | 10.5% | 10.5% | 10.5% | 10.5% | 10.5% | 10.5% | 10.5% | 10.5% | 10.5% | 10.5% | 10.5% | 10.5% | 10.5% | 10.5%
| Bank Borrowing | INR Crores | 0 | 0 | 2.8911 | 3.0737 | 3.2551 | 3.4387 | 3.4321 | 3.4252 | 3.4242 | 3.4166 | 3.4087 | 3.4201 | 3.4239 | 3.4277 | 3.4393 | 3.4442 | 3.4487 | 3.4581 | 3.463 | 3.468 | 3.4878 | 3.4936 | 3.4995 | 3.5114 | 3.5178 | 3.5253 | 3.5322
| Interest for the Period | INR Crores | 0 | 0 | 0.30357 | 0.32274 | 0.34179 | 0.36106 | 0.36037 | 0.35964 | 0.35954 | 0.35874 | 0.35792 | 0.35911 | 0.35951 | 0.35991 | 0.36113 | 0.36165 | 0.36212 | 0.3631 | 0.36361 | 0.36414 | 0.36622 | 0.36682 | 0.36745 | 0.36869 | 0.36937 | 0.37016 | 0.37088

## Interest
Term Loan Schedule
Description | Unit | 2022-03-31 | 2023-03-31 | 2024-03-31 | 2025-03-31 | 2026-03-31 | 2027-03-31 | 2028-03-31 | 2029-03-31 | 2030-03-31 | 2031-03-31 | 2032-03-31 | 2033-03-31 | 2034-03-31 | 2035-03-31 | 2036-03-31 | 2037-03-31 | 2038-03-31 | 2039-03-31 | 2040-03-31 | 2041-03-31 | 2042-03-31 | 2043-03-31 | 2044-03-31 | 2045-03-31 | 2046-03-31 | 2047-03-31 | 2048-03-31
Interest Rate | % | 10.5% | 10.5% | 10.5% | 10.5% | 10.5% | 10.5% | 10.5% | 10.5% | 10.5% | 10.5% | 10.5% | 10.5% | 10.5% | 10.5% | 10.5% | 10.5% | 10.5% | 10.5% | 10.5% | 10.5% | 10.5% | 10.5% | 10.5% | 10.5% | 10.5% | 10.5% | 10.5%
Annual Summary
Opening Balance | Rs. Crores | 0 | 15.7032 | 47.6891 | 58.5088 | 52.5079 | 46.507 | 40.5061 | 34.5052 | 28.5043 | 22.5034 | 16.5025 | 10.5016 | 4.5007 | 0 | 0 | 0 | 0 | 0 | 0 | 0 | 0 | 0 | 0 | 0 | 0 | 0 | 0
Addition during the Period | Rs. Crores | 15.7032 | 31.9859 | 10.8198 | 0 | 0 | 0 | 0 | 0 | 0 | 0 | 0 | 0 | 0 | 0 | 0 | 0 | 0 | 0 | 0 | 0 | 0 | 0 | 0 | 0 | 0 | 0 | 0
Repayment during the Period | Rs. Crores | 0 | 0 | 0 | 6.0009 | 6.0009 | 6.0009 | 6.0009 | 6.0009 | 6.0009 | 6.0009 | 6.0009 | 6.0009 | 4.5007 | 0 | 0 | 0 | 0 | 0 | 0 | 0 | 0 | 0 | 0 | 0 | 0 | 0 | 0
Closing Balance | Rs. Crores | 15.7032 | 47.6891 | 58.5088 | 52.5079 | 46.507 | 40.5061 | 34.5052 | 28.5043 | 22.5034 | 16.5025 | 10.5016 | 4.5007 | 0 | 0 | 0 | 0 | 0 | 0 | 0 | 0 | 0 | 0 | 0 | 0 | 0 | 0 | 0
Interest for the Period | Rs. Crores |  |  | 3.0717 | 5.8284 | 5.1983 | 4.5682 | 3.9381 | 3.308 | 2.6779 | 2.0478 | 1.4177 | 0.78762 | 0.17721 | 0 | 0 | 0 | 0 | 0 | 0 | 0 | 0 | 0 | 0 | 0 | 0 | 0 | 0
Quarter 1
Opening Balance | Rs. Crores |  | 15.7032 | 47.6891 | 58.5088 | 52.5079 | 46.507 | 40.5061 | 34.5052 | 28.5043 | 22.5034 | 16.5025 | 10.5016 | 4.5007 | 0 | 0 | 0 | 0 | 0 | 0 | 0 | 0 | 0 | 0 | 0 | 0 | 0 | 0
Addition during the Period | Rs. Crores |  | 7.9965 | 5.4099
Repayment during the Period | Rs. Crores |  |  |  | 1.5002 | 1.5002 | 1.5002 | 1.5002 | 1.5002 | 1.5002 | 1.5002 | 1.5002 | 1.5002 | 1.5002
Closing Balance | Rs. Crores | 0 | 23.6996 | 53.0989 | 57.0086 | 51.0077 | 45.0068 | 39.0059 | 33.005 | 27.0041 | 21.0032 | 15.0023 | 9.0014 | 3.0005 | 0 | 0 | 0 | 0 | 0 | 0 | 0 | 0 | 0 | 0 | 0 | 0 | 0 | 0
Interest for the Period | Rs. Crores | 0 | 0.51716 | 1.3228 | 1.5162 | 1.3586 | 1.2011 | 1.0436 | 0.88607 | 0.72855 | 0.57102 | 0.4135 | 0.25598 | 0.098452 | 0 | 0 | 0 | 0 | 0 | 0 | 0 | 0 | 0 | 0 | 0 | 0 | 0 | 0
Quarter 2
Opening Balance | Rs. Crores | 0 | 23.6996 | 53.0989 | 57.0086 | 51.0077 | 45.0068 | 39.0059 | 33.005 | 27.0041 | 21.0032 | 15.0023 | 9.0014 | 3.0005 | 0 | 0 | 0 | 0 | 0 | 0 | 0 | 0 | 0 | 0 | 0 | 0 | 0 | 0
Addition during the Period | Rs. Crores |  | 7.9965 | 5.4099
Repayment during the Period | Rs. Crores |  |  |  | 1.5002 | 1.5002 | 1.5002 | 1.5002 | 1.5002 | 1.5002 | 1.5002 | 1.5002 | 1.5002 | 1.5002 | 0 | 0 | 0 | 0 | 0 | 0 | 0 | 0 | 0 | 0 | 0 | 0 | 0 | 0
Closing Balance | Rs. Crores | 0 | 31.6961 | 58.5088 | 55.5084 | 49.5075 | 43.5066 | 37.5057 | 31.5048 | 25.5039 | 19.5029 | 13.502 | 7.5011 | 1.5002 | 0 | 0 | 0 | 0 | 0 | 0 | 0 | 0 | 0 | 0 | 0 | 0 | 0 | 0
Interest for the Period | Rs. Crores | 0 | 0.72707 | 1.4649 | 1.4768 | 1.3193 | 1.1617 | 1.0042 | 0.84669 | 0.68917 | 0.53164 | 0.37412 | 0.2166 | 0.059071 | 0 | 0 | 0 | 0 | 0 | 0 | 0 | 0 | 0 | 0 | 0 | 0 | 0 | 0
Quarter 3
Opening Balance | Rs. Crores | 0 | 31.6961 | 58.5088 | 55.5084 | 49.5075 | 43.5066 | 37.5057 | 31.5048 | 25.5039 | 19.5029 | 13.502 | 7.5011 | 1.5002 | 0 | 0 | 0 | 0 | 0 | 0 | 0 | 0 | 0 | 0 | 0 | 0 | 0 | 0
Addition during the Period | Rs. Crores | 0 | 7.9965
Repayment during the Period | Rs. Crores |  |  | 0 | 1.5002 | 1.5002 | 1.5002 | 1.5002 | 1.5002 | 1.5002 | 1.5002 | 1.5002 | 1.5002 | 1.5002 | 0 | 0 | 0 | 0 | 0 | 0 | 0 | 0 | 0 | 0 | 0 | 0 | 0 | 0
Closing Balance | Rs. Crores | 0 | 39.6926 | 58.5088 | 54.0082 | 48.0073 | 42.0063 | 36.0054 | 30.0045 | 24.0036 | 18.0027 | 12.0018 | 6.0009 | 0 | 0 | 0 | 0 | 0 | 0 | 0 | 0 | 0 | 0 | 0 | 0 | 0 | 0 | 0
Interest for the Period | Rs. Crores | 0 | 0.93698 | 1.5359 | 1.4374 | 1.2799 | 1.1224 | 0.96483 | 0.80731 | 0.64979 | 0.49226 | 0.33474 | 0.17721 | 0.01969 | 0 | 0 | 0 | 0 | 0 | 0 | 0 | 0 | 0 | 0 | 0 | 0 | 0 | 0
Quarter 4
Opening Balance | Rs. Crores | 0 | 39.6926 | 58.5088 | 54.0082 | 48.0073 | 42.0063 | 36.0054 | 30.0045 | 24.0036 | 18.0027 | 12.0018 | 6.0009 | 0 | 0 | 0 | 0 | 0 | 0 | 0 | 0 | 0 | 0 | 0 | 0 | 0 | 0 | 0
Addition during the Period | Rs. Crores | 15.7032 | 7.9965
Repayment during the Period | Rs. Crores |  |  | 0 | 1.5002 | 1.5002 | 1.5002 | 1.5002 | 1.5002 | 1.5002 | 1.5002 | 1.5002 | 1.5002 |  | 0 | 0 | 0 | 0 | 0 | 0 | 0 | 0 | 0 | 0 | 0 | 0 | 0 | 0
Closing Balance | Rs. Crores | 15.7032 | 47.6891 | 58.5088 | 52.5079 | 46.507 | 40.5061 | 34.5052 | 28.5043 | 22.5034 | 16.5025 | 10.5016 | 4.5007 | 0 | 0 | 0 | 0 | 0 | 0 | 0 | 0 | 0 | 0 | 0 | 0 | 0 | 0 | 0
Interest for the Period | Rs. Crores | 0.41221 | 1.1469 | 1.5359 | 1.398 | 1.2405 | 1.083 | 0.92545 | 0.76793 | 0.6104 | 0.45288 | 0.29536 | 0.13783 | 0 | 0 | 0 | 0 | 0 | 0 | 0 | 0 | 0 | 0 | 0 | 0 | 0 | 0 | 0
IDC |  | 0.41221 | 3.3281 | 2.7877

## Depreciation
Depreciation - The Company Act - Straight Line Method
|  | 0 | 0 | 365 | 365 | 365 | 365 | 365 | 365 | 365 | 365 | 365 | 365 | 365 | 365 | 365 | 365 | 365 | 365 | 365 | 365 | 365 | 365 | 365 | 365 | 365 | 365 | 365
Description | Unit | 2022-03-31 | 2023-03-31 | 2024-03-31 | 2025-03-31 | 2026-03-31 | 2027-03-31 | 2028-03-31 | 2029-03-31 | 2030-03-31 | 2031-03-31 | 2032-03-31 | 2033-03-31 | 2034-03-31 | 2035-03-31 | 2036-03-31 | 2037-03-31 | 2038-03-31 | 2039-03-31 | 2040-03-31 | 2041-03-31 | 2042-03-31 | 2043-03-31 | 2044-03-31 | 2045-03-31 | 2046-03-31 | 2047-03-31 | 2048-03-31
Gross Fixed Asset | Rs. Crores | 15.7367 | 46.2831 | 53.2414 | 53.2414 | 53.2414 | 55.3414 | 55.3414 | 55.3414 | 58.8414 | 58.8414 | 58.9414 | 62.9414 | 62.9414 | 62.9414 | 66.4414 | 66.6914 | 66.6914 | 68.6914 | 68.6914 | 68.6914 | 74.2914 | 74.2914 | 74.2914 | 76.2914 | 76.2914 | 76.5414 | 76.5414
Land | Rs. Crores | 2.6589 | 2.6589 | 2.6589 | 2.6589 | 2.6589 | 2.6589 | 2.6589 | 2.6589 | 2.6589 | 2.6589 | 2.6589 | 2.6589 | 2.6589 | 2.6589 | 2.6589 | 2.6589 | 2.6589 | 2.6589 | 2.6589 | 2.6589 | 2.6589 | 2.6589 | 2.6589 | 2.6589 | 2.6589 | 2.6589 | 2.6589
Building and Civil Work | Rs. Crores | 1.6048 | 8.0239 | 10.6985 | 10.6985 | 10.6985 | 10.6985 | 10.6985 | 10.6985 | 10.6985 | 10.6985 | 10.6985 | 12.6985 | 12.6985 | 12.6985 | 12.6985 | 12.6985 | 12.6985 | 12.6985 | 12.6985 | 12.6985 | 14.6985 | 14.6985 | 14.6985 | 14.6985 | 14.6985 | 14.6985 | 14.6985
Plant and Machinery | Rs. Crores | 11.3746 | 34.1238 | 37.9153 | 37.9153 | 37.9153 | 39.9153 | 39.9153 | 39.9153 | 43.4153 | 43.4153 | 43.4153 | 45.4153 | 45.4153 | 45.4153 | 48.9153 | 48.9153 | 48.9153 | 50.9153 | 50.9153 | 50.9153 | 54.4153 | 54.4153 | 54.4153 | 56.4153 | 56.4153 | 56.4153 | 56.4153
Miscellaneous Fixed Assets | Rs. Crores | 0.098436 | 1.4765 | 1.9687 | 1.9687 | 1.9687 | 2.0687 | 2.0687 | 2.0687 | 2.0687 | 2.0687 | 2.1687 | 2.1687 | 2.1687 | 2.1687 | 2.1687 | 2.4187 | 2.4187 | 2.4187 | 2.4187 | 2.4187 | 2.5187 | 2.5187 | 2.5187 | 2.5187 | 2.5187 | 2.7687 | 2.7687
Depreciation | Rs. Crores | 0 | 0 | 2.0233 | 2.0233 | 2.0233 | 2.1073 | 2.1073 | 2.1073 | 2.2473 | 2.2473 | 2.2513 | 2.4113 | 2.4113 | 2.4113 | 2.5513 | 2.5613 | 2.5613 | 2.6413 | 2.6413 | 2.6413 | 2.8653 | 2.8653 | 2.8653 | 2.9453 | 2.9453 | 2.9553 | 2.9553
Land | Rs. Crores |  | 0 | 0 | 0 | 0 | 0 | 0 | 0 | 0 | 0 | 0 | 0 | 0 | 0 | 0 | 0 | 0 | 0 | 0 | 0 | 0 | 0 | 0 | 0 | 0 | 0 | 0
Building and Civil Work | Rs. Crores |  | 0 | 0.42794 | 0.42794 | 0.42794 | 0.42794 | 0.42794 | 0.42794 | 0.42794 | 0.42794 | 0.42794 | 0.50794 | 0.50794 | 0.50794 | 0.50794 | 0.50794 | 0.50794 | 0.50794 | 0.50794 | 0.50794 | 0.58794 | 0.58794 | 0.58794 | 0.58794 | 0.58794 | 0.58794 | 0.58794
Plant and Machinery | Rs. Crores |  | 0 | 1.5166 | 1.5166 | 1.5166 | 1.5966 | 1.5966 | 1.5966 | 1.7366 | 1.7366 | 1.7366 | 1.8166 | 1.8166 | 1.8166 | 1.9566 | 1.9566 | 1.9566 | 2.0366 | 2.0366 | 2.0366 | 2.1766 | 2.1766 | 2.1766 | 2.2566 | 2.2566 | 2.2566 | 2.2566
Miscellaneous Fixed Assets | Rs. Crores |  | 0 | 0.078749 | 0.078749 | 0.078749 | 0.082749 | 0.082749 | 0.082749 | 0.082749 | 0.082749 | 0.086749 | 0.086749 | 0.086749 | 0.086749 | 0.086749 | 0.096749 | 0.096749 | 0.096749 | 0.096749 | 0.096749 | 0.10075 | 0.10075 | 0.10075 | 0.10075 | 0.10075 | 0.11075 | 0.11075
Cumulative Depreciation | Rs. Crores | 0 | 0 | 2.0233 | 4.0466 | 6.0699 | 8.1772 | 10.2845 | 12.3918 | 14.6391 | 16.8864 | 19.1377 | 21.549 | 23.9603 | 26.3716 | 28.9229 | 31.4842 | 34.0455 | 36.6868 | 39.3281 | 41.9694 | 44.8347 | 47.7 | 50.5653 | 53.5106 | 56.4559 | 59.4112 | 62.3665
Land | Rs. Crores | 0 | 0 | 0 | 0 | 0 | 0 | 0 | 0 | 0 | 0 | 0 | 0 | 0 | 0 | 0 | 0 | 0 | 0 | 0 | 0 | 0 | 0 | 0 | 0 | 0 | 0 | 0
Building and Civil Work | Rs. Crores | 0 | 0 | 0.42794 | 0.85588 | 1.2838 | 1.7118 | 2.1397 | 2.5676 | 2.9956 | 3.4235 | 3.8514 | 4.3594 | 4.8673 | 5.3753 | 5.8832 | 6.3911 | 6.8991 | 7.407 | 7.915 | 8.4229 | 9.0108 | 9.5988 | 10.1867 | 10.7747 | 11.3626 | 11.9505 | 12.5385
Plant and Machinery | Rs. Crores | 0 | 0 | 1.5166 | 3.0332 | 4.5498 | 6.1465 | 7.7431 | 9.3397 | 11.0763 | 12.8129 | 14.5495 | 16.3661 | 18.1827 | 19.9994 | 21.956 | 23.9126 | 25.8692 | 27.9058 | 29.9424 | 31.979 | 34.1556 | 36.3323 | 38.5089 | 40.7655 | 43.0221 | 45.2787 | 47.5353
Miscellaneous Fixed Assets | Rs. Crores | 0 | 0 | 0.078749 | 0.1575 | 0.23625 | 0.319 | 0.40175 | 0.4845 | 0.56724 | 0.64999 | 0.73674 | 0.82349 | 0.91024 | 0.99699 | 1.0837 | 1.1805 | 1.2772 | 1.374 | 1.4707 | 1.5675 | 1.6682 | 1.769 | 1.8697 | 1.9705 | 2.0712 | 2.182 | 2.2927
Net Fixed Asset | Rs. Crores | 15.7367 | 46.2831 | 51.2181 | 49.1948 | 47.1715 | 47.1642 | 45.0569 | 42.9496 | 44.2023 | 41.955 | 39.8037 | 41.3924 | 38.9811 | 36.5698 | 37.5185 | 35.2072 | 32.6459 | 32.0046 | 29.3633 | 26.722 | 29.4567 | 26.5914 | 23.7261 | 22.7808 | 19.8355 | 17.1302 | 14.1749
Land | Rs. Crores | 2.6589 | 2.6589 | 2.6589 | 2.6589 | 2.6589 | 2.6589 | 2.6589 | 2.6589 | 2.6589 | 2.6589 | 2.6589 | 2.6589 | 2.6589 | 2.6589 | 2.6589 | 2.6589 | 2.6589 | 2.6589 | 2.6589 | 2.6589 | 2.6589 | 2.6589 | 2.6589 | 2.6589 | 2.6589 | 2.6589 | 2.6589
Building and Civil Work | Rs. Crores | 1.6048 | 8.0239 | 10.2705 | 9.8426 | 9.4147 | 8.9867 | 8.5588 | 8.1308 | 7.7029 | 7.275 | 6.847 | 8.3391 | 7.8311 | 7.3232 | 6.8153 | 6.3073 | 5.7994 | 5.2914 | 4.7835 | 4.2756 | 5.6876 | 5.0997 | 4.5118 | 3.9238 | 3.3359 | 2.7479 | 2.16
Plant and Machinery | Rs. Crores | 11.3746 | 34.1238 | 36.3987 | 34.8821 | 33.3655 | 33.7689 | 32.1723 | 30.5756 | 32.339 | 30.6024 | 28.8658 | 29.0492 | 27.2326 | 25.416 | 26.9594 | 25.0027 | 23.0461 | 23.0095 | 20.9729 | 18.9363 | 20.2597 | 18.0831 | 15.9065 | 15.6498 | 13.3932 | 11.1366 | 8.88
Miscellaneous Fixed Assets | Rs. Crores | 0.098436 | 1.4765 | 1.89 | 1.8112 | 1.7325 | 1.7497 | 1.667 | 1.5842 | 1.5015 | 1.4187 | 1.432 | 1.3452 | 1.2585 | 1.1717 | 1.085 | 1.2382 | 1.1415 | 1.0447 | 0.94799 | 0.85124 | 0.8505 | 0.74975 | 0.649 | 0.54825 | 0.4475 | 0.58675 | 0.476
Depreciation - Income Tax Act - Written Down Value Method
Description | Unit | 2022-03-31 | 2023-03-31 | 2024-03-31 | 2025-03-31 | 2026-03-31 | 2027-03-31 | 2028-03-31 | 2029-03-31 | 2030-03-31 | 2031-03-31 | 2032-03-31 | 2033-03-31 | 2034-03-31 | 2035-03-31 | 2036-03-31 | 2037-03-31 | 2038-03-31 | 2039-03-31 | 2040-03-31 | 2041-03-31 | 2042-03-31 | 2043-03-31 | 2044-03-31 | 2045-03-31 | 2046-03-31 | 2047-03-31 | 2048-03-31
Gross Fixed Asset | Rs. Crores | 15.7367 | 46.2831 | 53.2414 | 53.2414 | 53.2414 | 55.3414 | 55.3414 | 55.3414 | 58.8414 | 58.8414 | 58.9414 | 62.9414 | 62.9414 | 62.9414 | 66.4414 | 66.6914 | 66.6914 | 68.6914 | 68.6914 | 68.6914 | 74.2914 | 74.2914 | 74.2914 | 76.2914 | 76.2914 | 76.5414 | 76.5414
Land | Rs. Crores | 2.6589 | 2.6589 | 2.6589 | 2.6589 | 2.6589 | 2.6589 | 2.6589 | 2.6589 | 2.6589 | 2.6589 | 2.6589 | 2.6589 | 2.6589 | 2.6589 | 2.6589 | 2.6589 | 2.6589 | 2.6589 | 2.6589 | 2.6589 | 2.6589 | 2.6589 | 2.6589 | 2.6589 | 2.6589 | 2.6589 | 2.6589
Building and Civil Work | Rs. Crores | 1.6048 | 8.0239 | 10.6985 | 10.6985 | 10.6985 | 10.6985 | 10.6985 | 10.6985 | 10.6985 | 10.6985 | 10.6985 | 12.6985 | 12.6985 | 12.6985 | 12.6985 | 12.6985 | 12.6985 | 12.6985 | 12.6985 | 12.6985 | 14.6985 | 14.6985 | 14.6985 | 14.6985 | 14.6985 | 14.6985 | 14.6985
Plant and Machinery | Rs. Crores | 11.3746 | 34.1238 | 37.9153 | 37.9153 | 37.9153 | 39.9153 | 39.9153 | 39.9153 | 43.4153 | 43.4153 | 43.4153 | 45.4153 | 45.4153 | 45.4153 | 48.9153 | 48.9153 | 48.9153 | 50.9153 | 50.9153 | 50.9153 | 54.4153 | 54.4153 | 54.4153 | 56.4153 | 56.4153 | 56.4153 | 56.4153
Miscellaneous Fixed Assets | Rs. Crores | 0.098436 | 1.4765 | 1.9687 | 1.9687 | 1.9687 | 2.0687 | 2.0687 | 2.0687 | 2.0687 | 2.0687 | 2.1687 | 2.1687 | 2.1687 | 2.1687 | 2.1687 | 2.4187 | 2.4187 | 2.4187 | 2.4187 | 2.4187 | 2.5187 | 2.5187 | 2.5187 | 2.5187 | 2.5187 | 2.7687 | 2.7687
Depreciation | Rs. Crores | 0 | 0 | 3.0712 | 6.6118 | 5.6715 | 4.8671 | 4.4938 | 3.8572 | 3.3124 | 3.371 | 2.8927 | 2.4984 | 2.6458 | 2.2789 | 1.964 | 2.2187 | 1.9452 | 1.6731 | 1.7398 | 1.4947 | 1.2848 | 1.845 | 1.5899 | 1.3708 | 1.4827 | 1.276 | 1.1363
Land | Rs. Crores |  |  | 0 | 0 | 0 | 0 | 0 | 0 | 0 | 0 | 0 | 0 | 0 | 0 | 0 | 0 | 0 | 0 | 0 | 0 | 0 | 0 | 0 | 0 | 0 | 0 | 0
Building and Civil Work | Rs. Crores |  |  | 0.40119 | 1.0297 | 0.92675 | 0.83408 | 0.75067 | 0.6756 | 0.60804 | 0.54724 | 0.49252 | 0.44326 | 0.59894 | 0.53904 | 0.48514 | 0.43663 | 0.39296 | 0.35367 | 0.3183 | 0.28647 | 0.25782 | 0.43204 | 0.38884 | 0.34995 | 0.31496 | 0.28346 | 0.25512
Plant and Machinery | Rs. Crores |  |  | 2.5593 | 5.3034 | 4.5079 | 3.8317 | 3.557 | 3.0234 | 2.5699 | 2.7094 | 2.303 | 1.9576 | 1.9639 | 1.6693 | 1.4189 | 1.7311 | 1.4714 | 1.2507 | 1.3631 | 1.1586 | 0.98484 | 1.3621 | 1.1578 | 0.98413 | 1.1365 | 0.96603 | 0.82113
Miscellaneous Fixed Assets | Rs. Crores |  |  | 0.11074 | 0.2787 | 0.23689 | 0.20136 | 0.18616 | 0.15823 | 0.1345 | 0.11432 | 0.097174 | 0.097598 | 0.082958 | 0.070515 | 0.059938 | 0.050947 | 0.080805 | 0.068684 | 0.058382 | 0.049624 | 0.042181 | 0.050854 | 0.043226 | 0.036742 | 0.03123 | 0.026546 | 0.060064
Cumulative Depreciation | Rs. Crores | 0 | 0 | 3.0712 | 9.6831 | 15.3546 | 20.2217 | 24.7155 | 28.5728 | 31.8852 | 35.2562 | 38.1489 | 40.6473 | 43.2931 | 45.572 | 47.536 | 49.7547 | 51.6999 | 53.3729 | 55.1127 | 56.6075 | 57.8923 | 59.7373 | 61.3272 | 62.698 | 64.1807 | 65.4567 | 66.5931
Land | Rs. Crores | 0 | 0 | 0 | 0 | 0 | 0 | 0 | 0 | 0 | 0 | 0 | 0 | 0 | 0 | 0 | 0 | 0 | 0 | 0 | 0 | 0 | 0 | 0 | 0 | 0 | 0 | 0
Building and Civil Work | Rs. Crores | 0 | 0 | 0.40119 | 1.4309 | 2.3577 | 3.1918 | 3.9424 | 4.618 | 5.2261 | 5.7733 | 6.2658 | 6.7091 | 7.308 | 7.8471 | 8.3322 | 8.7688 | 9.1618 | 9.5155 | 9.8338 | 10.1202 | 10.3781 | 10.8101 | 11.1989 | 11.5489 | 11.8639 | 12.1473 | 12.4024
Plant and Machinery | Rs. Crores | 0 | 0 | 2.5593 | 7.8627 | 12.3706 | 16.2023 | 19.7593 | 22.7827 | 25.3526 | 28.062 | 30.365 | 32.3225 | 34.2864 | 35.9558 | 37.3747 | 39.1058 | 40.5772 | 41.8279 | 43.1911 | 44.3497 | 45.3345 | 46.6967 | 47.8545 | 48.8386 | 49.9751 | 50.9411 | 51.7623
Miscellaneous Fixed Assets | Rs. Crores | 0 | 0 | 0.11074 | 0.38944 | 0.62633 | 0.82769 | 1.0138 | 1.1721 | 1.3066 | 1.4209 | 1.5181 | 1.6157 | 1.6986 | 1.7691 | 1.8291 | 1.88 | 1.9608 | 2.0295 | 2.0879 | 2.1375 | 2.1797 | 2.2306 | 2.2738 | 2.3105 | 2.3418 | 2.3683 | 2.4284
Net Fixed Asset | Rs. Crores | 15.7367 | 46.2831 | 50.1702 | 43.5584 | 37.8868 | 35.1197 | 30.6259 | 26.7686 | 26.9562 | 23.5852 | 20.7925 | 22.2941 | 19.6483 | 17.3694 | 18.9054 | 16.9367 | 14.9916 | 15.3185 | 13.5787 | 12.084 | 16.3991 | 14.5541 | 12.9642 | 13.5934 | 12.1107 | 11.0847 | 9.9484
Land | Rs. Crores | 2.6589 | 2.6589 | 2.6589 | 2.6589 | 2.6589 | 2.6589 | 2.6589 | 2.6589 | 2.6589 | 2.6589 | 2.6589 | 2.6589 | 2.6589 | 2.6589 | 2.6589 | 2.6589 | 2.6589 | 2.6589 | 2.6589 | 2.6589 | 2.6589 | 2.6589 | 2.6589 | 2.6589 | 2.6589 | 2.6589 | 2.6589
Building and Civil Work | Rs. Crores | 1.6048 | 8.0239 | 10.2973 | 9.2675 | 8.3408 | 7.5067 | 6.756 | 6.0804 | 5.4724 | 4.9252 | 4.4326 | 5.9894 | 5.3904 | 4.8514 | 4.3663 | 3.9296 | 3.5367 | 3.183 | 2.8647 | 2.5782 | 4.3204 | 3.8884 | 3.4995 | 3.1496 | 2.8346 | 2.5512 | 2.296
Plant and Machinery | Rs. Crores | 11.3746 | 34.1238 | 35.356 | 30.0526 | 25.5447 | 23.713 | 20.1561 | 17.1327 | 18.0628 | 15.3533 | 13.0503 | 13.0928 | 11.1289 | 9.4595 | 11.5406 | 9.8095 | 8.3381 | 9.0874 | 7.7243 | 6.5656 | 9.0808 | 7.7187 | 6.5609 | 7.5767 | 6.4402 | 5.4742 | 4.6531
Miscellaneous Fixed Assets | Rs. Crores | 0.098436 | 1.4765 | 1.858 | 1.5793 | 1.3424 | 1.241 | 1.0549 | 0.89665 | 0.76215 | 0.64783 | 0.65065 | 0.55306 | 0.4701 | 0.39958 | 0.33965 | 0.5387 | 0.45789 | 0.38921 | 0.33083 | 0.2812 | 0.33902 | 0.28817 | 0.24494 | 0.2082 | 0.17697 | 0.40043 | 0.34036
Apportionment of Soft Cost
Description | Unit | 2022-03-31 | 2023-03-31 | 2024-03-31 | 2025-03-31 | 2026-03-31 | 2027-03-31 | 2028-03-31 | 2029-03-31 | 2030-03-31 | 2031-03-31 | 2032-03-31 | 2033-03-31 | 2034-03-31 | 2035-03-31 | 2036-03-31 | 2037-03-31 | 2038-03-31 | 2039-03-31 | 2040-03-31 | 2041-03-31 | 2042-03-31 | 2043-03-31 | 2044-03-31 | 2045-03-31 | 2046-03-31 | 2047-03-31 | 2048-03-31
Gross Fixed Asset | Rs. Crores | 13.0778 | 43.6242 | 50.5825 | 50.5825 | 50.5825 | 52.6825 | 52.6825 | 52.6825 | 56.1825 | 56.1825 | 56.2825 | 60.2825 | 60.2825 | 60.2825 | 63.7825 | 64.0325 | 64.0325 | 66.0325 | 66.0325 | 66.0325 | 71.6325 | 71.6325 | 71.6325 | 73.6325 | 73.6325 | 73.8825 | 73.8825
Building and Civil Work | Rs. Crores | 1.6048 | 8.0239 | 10.6985 | 10.6985 | 10.6985 | 10.6985 | 10.6985 | 10.6985 | 10.6985 | 10.6985 | 10.6985 | 12.6985 | 12.6985 | 12.6985 | 12.6985 | 12.6985 | 12.6985 | 12.6985 | 12.6985 | 12.6985 | 14.6985 | 14.6985 | 14.6985 | 14.6985 | 14.6985 | 14.6985 | 14.6985
Plant and Machinery | Rs. Crores | 11.3746 | 34.1238 | 37.9153 | 37.9153 | 37.9153 | 39.9153 | 39.9153 | 39.9153 | 43.4153 | 43.4153 | 43.4153 | 45.4153 | 45.4153 | 45.4153 | 48.9153 | 48.9153 | 48.9153 | 50.9153 | 50.9153 | 50.9153 | 54.4153 | 54.4153 | 54.4153 | 56.4153 | 56.4153 | 56.4153 | 56.4153
Miscellaneous Fixed Assets | Rs. Crores | 0.098436 | 1.4765 | 1.9687 | 1.9687 | 1.9687 | 2.0687 | 2.0687 | 2.0687 | 2.0687 | 2.0687 | 2.1687 | 2.1687 | 2.1687 | 2.1687 | 2.1687 | 2.4187 | 2.4187 | 2.4187 | 2.4187 | 2.4187 | 2.5187 | 2.5187 | 2.5187 | 2.5187 | 2.5187 | 2.7687 | 2.7687
Apportionment Percentage | % | 100% | 100% | 100% | 0% | 0% | 0% | 0% | 0% | 0% | 0% | 0% | 0% | 0% | 0% | 0% | 0% | 0% | 0% | 0% | 0% | 0% | 0% | 0% | 0% | 0% | 0% | 0%
Building and Civil Work | % | 12.27% | 18.39% | 21.15%
Plant and Machinery | % | 86.98% | 78.22% | 74.96%
Miscellaneous Fixed Assets | % | 0.7527% | 3.385% | 3.892%
Apportioned Amount | Rs. Crores | 2.7376 | 7.0841 | 4.8071 | 0 | 0 | 0 | 0 | 0 | 0 | 0 | 0 | 0 | 0 | 0 | 0 | 0 | 0 | 0 | 0 | 0 | 0 | 0 | 0 | 0 | 0 | 0 | 0
Building and Civil Work | Rs. Crores
Plant and Machinery | Rs. Crores
Miscellaneous Fixed Assets | Rs. Crores
|  | 0 | 0 | 0
|  | 0 | 0 | 0
|  | 0 | 0 | 0

## Tax
Tax Calculation
Description | Unit | 2022-03-31 | 2023-03-31 | 2024-03-31 | 2025-03-31 | 2026-03-31 | 2027-03-31 | 2028-03-31 | 2029-03-31 | 2030-03-31 | 2031-03-31 | 2032-03-31 | 2033-03-31 | 2034-03-31 | 2035-03-31 | 2036-03-31 | 2037-03-31 | 2038-03-31 | 2039-03-31 | 2040-03-31 | 2041-03-31 | 2042-03-31 | 2043-03-31 | 2044-03-31 | 2045-03-31 | 2046-03-31 | 2047-03-31 | 2048-03-31
Profit Before Tax | Rs. Crores | 0 | 0 | 7.7082 | 5.7968 | 7.2496 | 8.5183 | 8.9128 | 9.2974 | 9.3936 | 9.7535 | 10.0939 | 10.2903 | 10.7921 | 10.8578 | 10.4383 | 10.2941 | 10.1684 | 9.8563 | 9.721 | 9.5819 | 8.9002 | 8.7452 | 8.5861 | 8.2197 | 8.0486 | 7.8465 | 7.6656
Add: Dep. As per Comp. Act | Rs. Crores | 0 | 0 | 2.0233 | 2.0233 | 2.0233 | 2.1073 | 2.1073 | 2.1073 | 2.2473 | 2.2473 | 2.2513 | 2.4113 | 2.4113 | 2.4113 | 2.5513 | 2.5613 | 2.5613 | 2.6413 | 2.6413 | 2.6413 | 2.8653 | 2.8653 | 2.8653 | 2.9453 | 2.9453 | 2.9553 | 2.9553
Less: Dep. As per IT Act | Rs. Crores | 0 | 0 | 3.0712 | 6.6118 | 5.6715 | 4.8671 | 4.4938 | 3.8572 | 3.3124 | 3.371 | 2.8927 | 2.4984 | 2.6458 | 2.2789 | 1.964 | 2.2187 | 1.9452 | 1.6731 | 1.7398 | 1.4947 | 1.2848 | 1.845 | 1.5899 | 1.3708 | 1.4827 | 1.276 | 1.1363
Revised PBT | Rs. Crores | 0 | 0 | 6.6603 | 1.2083 | 3.6013 | 5.7585 | 6.5263 | 7.5474 | 8.3285 | 8.6299 | 9.4525 | 10.2032 | 10.5576 | 10.9902 | 11.0256 | 10.6367 | 10.7845 | 10.8245 | 10.6225 | 10.7285 | 10.4806 | 9.7655 | 9.8615 | 9.7941 | 9.5112 | 9.5258 | 9.4846
Set- Off of Losses | Rs. Crores | 0 | 0 | 0 | 0 | 0 | 0 | 0 | 0 | 0 | 0 | 0 | 0 | 0 | 0 | 0 | 0 | 0 | 0 | 0 | 0 | 0 | 0 | 0 | 0 | 0 | 0 | 0
Taxable Income | Rs. Crores | 0 | 0 | 6.6603 | 1.2083 | 3.6013 | 5.7585 | 6.5263 | 7.5474 | 8.3285 | 8.6299 | 9.4525 | 10.2032 | 10.5576 | 10.9902 | 11.0256 | 10.6367 | 10.7845 | 10.8245 | 10.6225 | 10.7285 | 10.4806 | 9.7655 | 9.8615 | 9.7941 | 9.5112 | 9.5258 | 9.4846
Income Tax Rate
Basic Rate | % | 25% | 25% | 25% | 25% | 25% | 25% | 25% | 25% | 25% | 25% | 25% | 25% | 25% | 25% | 25% | 25% | 25% | 25% | 25% | 25% | 25% | 25% | 25% | 25% | 25% | 25% | 25%
Surcharge | % | 0% | 0% | 7% | 7% | 7% | 7% | 7% | 7% | 7% | 7% | 12% | 12% | 12% | 12% | 12% | 12% | 12% | 7% | 7% | 7% | 7% | 7% | 7% | 7% | 7% | 7% | 7%
Cess | % | 4% | 4% | 4% | 4% | 4% | 4% | 4% | 4% | 4% | 4% | 4% | 4% | 4% | 4% | 4% | 4% | 4% | 4% | 4% | 4% | 4% | 4% | 4% | 4% | 4% | 4% | 4%
Effective Corporate Tax Rate | % | 26% | 26% | 27.82% | 27.82% | 27.82% | 27.82% | 27.82% | 27.82% | 27.82% | 27.82% | 29.12% | 29.12% | 29.12% | 29.12% | 29.12% | 29.12% | 29.12% | 27.82% | 27.82% | 27.82% | 27.82% | 27.82% | 27.82% | 27.82% | 27.82% | 27.82% | 27.82%
MAT Rate
Basic Rate | % | 18.5% | 18.5% | 18.5% | 18.5% | 18.5% | 18.5% | 18.5% | 18.5% | 18.5% | 18.5% | 18.5% | 18.5% | 18.5% | 18.5% | 18.5% | 18.5% | 18.5% | 18.5% | 18.5% | 18.5% | 18.5% | 18.5% | 18.5% | 18.5% | 18.5% | 18.5% | 18.5%
Surcharge | % | 0% | 0% | 7% | 7% | 7% | 7% | 7% | 7% | 7% | 7% | 12% | 12% | 12% | 12% | 12% | 12% | 12% | 7% | 7% | 7% | 7% | 7% | 7% | 7% | 7% | 7% | 7%
Cess | % | 4% | 4% | 4% | 4% | 4% | 4% | 4% | 4% | 4% | 4% | 4% | 4% | 4% | 4% | 4% | 4% | 4% | 4% | 4% | 4% | 4% | 4% | 4% | 4% | 4% | 4% | 4%
MAT | % | 19.24% | 19.24% | 20.59% | 20.59% | 20.59% | 20.59% | 20.59% | 20.59% | 20.59% | 20.59% | 21.55% | 21.55% | 21.55% | 21.55% | 21.55% | 21.55% | 21.55% | 20.59% | 20.59% | 20.59% | 20.59% | 20.59% | 20.59% | 20.59% | 20.59% | 20.59% | 20.59%
Income Tax | Rs. Crores | 0 | 0 | 1.8529 | 0.33615 | 1.0019 | 1.602 | 1.8156 | 2.0997 | 2.317 | 2.4008 | 2.7526 | 2.9712 | 3.0744 | 3.2003 | 3.2106 | 3.0974 | 3.1404 | 3.0114 | 2.9552 | 2.9847 | 2.9157 | 2.7168 | 2.7435 | 2.7247 | 2.646 | 2.6501 | 2.6386
MAT | Rs. Crores | 0 | 0 | 1.5869 | 1.1934 | 1.4925 | 1.7536 | 1.8349 | 1.914 | 1.9338 | 2.0079 | 2.1751 | 2.2174 | 2.3256 | 2.3397 | 2.2493 | 2.2183 | 2.1912 | 2.0291 | 2.0012 | 1.9726 | 1.8323 | 1.8004 | 1.7676 | 1.6922 | 1.6569 | 1.6153 | 1.5781
Higher Tax of IT and MAT | Rs. Crores | 0 | 0 | 1.8529 | 1.1934 | 1.4925 | 1.7536 | 1.8349 | 2.0997 | 2.317 | 2.4008 | 2.7526 | 2.9712 | 3.0744 | 3.2003 | 3.2106 | 3.0974 | 3.1404 | 3.0114 | 2.9552 | 2.9847 | 2.9157 | 2.7168 | 2.7435 | 2.7247 | 2.646 | 2.6501 | 2.6386
Less: MAT Credit | Rs. Crores | 0 | 0 | 0 | 0 | 0 | 0 | 0 | 0.18566 | 0.38314 | 0.39289 | 0.55699 | 0 | 0 | 0 | 0 | 0 | 0 | 0 | 0 | 0 | 0 | 0 | 0 | 0 | 0 | 0 | 0
Applicable Tax | Rs. Crores | 0 | 0 | 1.8529 | 1.1934 | 1.4925 | 1.7536 | 1.8349 | 1.914 | 1.9338 | 2.0079 | 2.1956 | 2.9712 | 3.0744 | 3.2003 | 3.2106 | 3.0974 | 3.1404 | 3.0114 | 2.9552 | 2.9847 | 2.9157 | 2.7168 | 2.7435 | 2.7247 | 2.646 | 2.6501 | 2.6386
Set off of Lossess
Description | Unit | 2022-03-31 | 2023-03-31 | 2024-03-31 | 2025-03-31 | 2026-03-31 | 2027-03-31 | 2028-03-31 | 2029-03-31 | 2030-03-31 | 2031-03-31 | 2032-03-31 | 2033-03-31 | 2034-03-31 | 2035-03-31 | 2036-03-31 | 2037-03-31 | 2038-03-31 | 2039-03-31 | 2040-03-31 | 2041-03-31 | 2042-03-31 | 2043-03-31 | 2044-03-31 | 2045-03-31 | 2046-03-31 | 2047-03-31 | 2048-03-31
Opening Loss | Rs. Crores | 0 | 0 | 0 | 0 | 0 | 0 | 0 | 0 | 0 | 0 | 0 | 0 | 0 | 0 | 0 | 0 | 0 | 0 | 0 | 0 | 0 | 0 | 0 | 0 | 0 | 0 | 0
Current year's loss | Rs. Crores | 0 | 0 | 0 | 0 | 0 | 0 | 0 | 0 | 0 | 0 | 0 | 0 | 0 | 0 | 0 | 0 | 0 | 0 | 0 | 0 | 0 | 0 | 0 | 0 | 0 | 0 | 0
Total accumulated loss | Rs. Crores | 0 | 0 | 0 | 0 | 0 | 0 | 0 | 0 | 0 | 0 | 0 | 0 | 0 | 0 | 0 | 0 | 0 | 0 | 0 | 0 | 0 | 0 | 0 | 0 | 0 | 0 | 0
Maximum loss to be set-off | Rs. Crores | 0 | 0 | 0 | 0 | 0 | 0 | 0 | 0 | 0 | 0 | 0 | 0 | 0 | 0 | 0 | 0 | 0 | 0 | 0 | 0 | 0 | 0 | 0 | 0 | 0 | 0 | 0
Closing balance | Rs. Crores | 0 | 0 | 0 | 0 | 0 | 0 | 0 | 0 | 0 | 0 | 0 | 0 | 0 | 0 | 0 | 0 | 0 | 0 | 0 | 0 | 0 | 0 | 0 | 0 | 0 | 0 | 0
MAT Set off
Description | Unit | 2022-03-31 | 2023-03-31 | 2024-03-31 | 2025-03-31 | 2026-03-31 | 2027-03-31 | 2028-03-31 | 2029-03-31 | 2030-03-31 | 2031-03-31 | 2032-03-31 | 2033-03-31 | 2034-03-31 | 2035-03-31 | 2036-03-31 | 2037-03-31 | 2038-03-31 | 2039-03-31 | 2040-03-31 | 2041-03-31 | 2042-03-31 | 2043-03-31 | 2044-03-31 | 2045-03-31 | 2046-03-31 | 2047-03-31 | 2048-03-31
MAT payable | Rs. Crores | 0 | 0 | 0 | 0.85723 | 0.49057 | 0.15164 | 0.019239 | 0 | 0 | 0 | 0 | 0 | 0 | 0 | 0 | 0 | 0 | 0 | 0 | 0 | 0 | 0 | 0 | 0 | 0 | 0 | 0
Cumulitive MAT | Rs. Crores | 0 | 0 | 0 | 0.85723 | 1.3478 | 1.4994 | 1.5187 | 1.5187 | 1.333 | 0.94988 | 0.55699 | 0 | 0 | 0 | 0 | 0 | 0 | 0 | 0 | 0 | 0 | 0 | 0 | 0 | 0 | 0 | 0
Normal tax payable | Rs. Crores | 0 | 0 | 1.8529 | 0 | 0 | 0 | 0 | 2.0997 | 2.317 | 2.4008 | 2.7526 | 2.9712 | 3.0744 | 3.2003 | 3.2106 | 3.0974 | 3.1404 | 3.0114 | 2.9552 | 2.9847 | 2.9157 | 2.7168 | 2.7435 | 2.7247 | 2.646 | 2.6501 | 2.6386
Cumulitive Normal tax | Rs. Crores | 0 | 0 | 1.8529 | 1.8529 | 1.8529 | 1.8529 | 1.8529 | 3.9526 | 6.2696 | 8.6704 | 11.423 | 14.3941 | 17.4685 | 20.6688 | 23.8795 | 26.9769 | 30.1173 | 33.1287 | 36.0839 | 39.0686 | 41.9843 | 44.701 | 47.4445 | 50.1692 | 52.8152 | 55.4653 | 58.1039
Max permissable MAT to be set off | Rs. Crores | 0 | 0 | 0 | 0 | 0 | 0 | 0 | 1.5187 | 1.333 | 0.94988 | 0.55699 | 0 | 0 | 0 | 0 | 0 | 0 | 0 | 0 | 0 | 0 | 0 | 0 | 0 | 0 | 0 | 0
MAT to be set off | Rs. Crores | 0 | 0 | 0 | 0 | 0 | 0 | 0 | 0.18566 | 0.38314 | 0.39289 | 0.55699 | 0 | 0 | 0 | 0 | 0 | 0 | 0 | 0 | 0 | 0 | 0 | 0 | 0 | 0 | 0 | 0
MAT Closing Balance | Rs. Crores | 0 | 0 | 0 | 0.85723 | 1.3478 | 1.4994 | 1.5187 | 1.333 | 0.94988 | 0.55699 | 0 | 0 | 0 | 0 | 0 | 0 | 0 | 0 | 0 | 0 | 0 | 0 | 0 | 0 | 0 | 0 | 0

## BS
Balance Sheet
Description | Unit | 2022-03-31 | 2023-03-31 | 2024-03-31 | 2025-03-31 | 2026-03-31 | 2027-03-31 | 2028-03-31 | 2029-03-31 | 2030-03-31 | 2031-03-31 | 2032-03-31 | 2033-03-31 | 2034-03-31 | 2035-03-31 | 2036-03-31 | 2037-03-31 | 2038-03-31 | 2039-03-31 | 2040-03-31 | 2041-03-31 | 2042-03-31 | 2043-03-31 | 2044-03-31 | 2045-03-31 | 2046-03-31 | 2047-03-31 | 2048-03-31
Sources of Funds
Equity | Rs. Crores | 2.7711 | 8.4157 | 10.3251 | 10.3251 | 10.3251 | 12.4251 | 12.4251 | 12.4251 | 15.9251 | 15.9251 | 16.0251 | 20.0251 | 20.0251 | 20.0251 | 20.0251 | 20.0251 | 20.0251 | 20.0251 | 20.0251 | 20.0251 | 20.0251 | 20.0251 | 20.0251 | 20.0251 | 20.0251 | 20.0251 | 20.0251
Reserves and Surplus | Rs. Crores | 0 | 0 | 5.8553 | 10.4587 | 15.0644 | 20.4762 | 26.1385 | 32.0452 | 38.013 | 44.2095 | 50.5282 | 56.3834 | 62.5576 | 68.6836 | 74.4657 | 80.223 | 85.8453 | 91.3213 | 96.7339 | 102.0117 | 106.7993 | 111.622 | 116.2961 | 120.6921 | 125.0141 | 129.1713 | 133.1929
Total Shareholders Capital | Rs. Crores | 2.7711 | 8.4157 | 16.1804 | 20.7838 | 25.3895 | 32.9013 | 38.5636 | 44.4703 | 53.9381 | 60.1346 | 66.5532 | 76.4085 | 82.5827 | 88.7086 | 94.4907 | 100.2481 | 105.8704 | 111.3464 | 116.759 | 122.0368 | 126.8244 | 131.6471 | 136.3212 | 140.7172 | 145.0392 | 149.1964 | 153.218
Term Loan | Rs. Crores | 15.7032 | 47.6891 | 58.5088 | 52.5079 | 46.507 | 40.5061 | 34.5052 | 28.5043 | 22.5034 | 16.5025 | 10.5016 | 4.5007 | 0 | 0 | 0 | 0 | 0 | 0 | 0 | 0 | 0 | 0 | 0 | 0 | 0 | 0 | 0
Working Capital Loan | Rs. Crores | 0 | 0 | 2.8911 | 3.0737 | 3.2551 | 3.4387 | 3.4321 | 3.4252 | 3.4242 | 3.4166 | 3.4087 | 3.4201 | 3.4239 | 3.4277 | 3.4393 | 3.4442 | 3.4487 | 3.4581 | 3.463 | 3.468 | 3.4878 | 3.4936 | 3.4995 | 3.5114 | 3.5178 | 3.5253 | 3.5322
Total Loan Funds | Rs. Crores | 15.7032 | 47.6891 | 61.4 | 55.5817 | 49.7621 | 43.9448 | 37.9373 | 31.9295 | 25.9276 | 19.9191 | 13.9103 | 7.9208 | 3.4239 | 3.4277 | 3.4393 | 3.4442 | 3.4487 | 3.4581 | 3.463 | 3.468 | 3.4878 | 3.4936 | 3.4995 | 3.5114 | 3.5178 | 3.5253 | 3.5322
Total Sources of Funds | Rs. Crores | 18.4743 | 56.1048 | 77.5804 | 76.3655 | 75.1517 | 76.8461 | 76.501 | 76.3998 | 79.8657 | 80.0537 | 80.4636 | 84.3293 | 86.0066 | 92.1364 | 97.9301 | 103.6923 | 109.3192 | 114.8045 | 120.222 | 125.5049 | 130.3122 | 135.1407 | 139.8207 | 144.2285 | 148.557 | 152.7217 | 156.7502
Application of Funds
Gross Fixed Assets | Rs. Crores | 15.7367 | 46.2831 | 53.2414 | 53.2414 | 53.2414 | 55.3414 | 55.3414 | 55.3414 | 58.8414 | 58.8414 | 58.9414 | 62.9414 | 62.9414 | 62.9414 | 66.4414 | 66.6914 | 66.6914 | 68.6914 | 68.6914 | 68.6914 | 74.2914 | 74.2914 | 74.2914 | 76.2914 | 76.2914 | 76.5414 | 76.5414
Cumulative Depreciation | Rs. Crores | 0 | 0 | 2.0233 | 4.0466 | 6.0699 | 8.1772 | 10.2845 | 12.3918 | 14.6391 | 16.8864 | 19.1377 | 21.549 | 23.9603 | 26.3716 | 28.9229 | 31.4842 | 34.0455 | 36.6868 | 39.3281 | 41.9694 | 44.8347 | 47.7 | 50.5653 | 53.5106 | 56.4559 | 59.4112 | 62.3665
Net Fixed Assets | Rs. Crores | 15.7367 | 46.2831 | 51.2181 | 49.1948 | 47.1715 | 47.1642 | 45.0569 | 42.9496 | 44.2023 | 41.955 | 39.8037 | 41.3924 | 38.9811 | 36.5698 | 37.5185 | 35.2072 | 32.6459 | 32.0046 | 29.3633 | 26.722 | 29.4567 | 26.5914 | 23.7261 | 22.7808 | 19.8355 | 17.1302 | 14.1749
Investments | Rs. Crores | 0 | 0 | 0 | 0 | 0 | 0 | 0 | 0 | 0 | 0 | 0 | 0 | 0 | 0 | 0 | 1.3339 | 10.9216 | 18.4047 | 27.8102 | 37.0471 | 40.2902 | 49.182 | 57.8879 | 64.3242 | 72.6699 | 80.5692 | 88.5492
Current Assets, Liabilities and Provisions
Inventories | Rs. Crores | 0 | 0 | 1.1664 | 1.2442 | 1.3219 | 1.3997 | 1.3997 | 1.3997 | 1.3997 | 1.3997 | 1.3997 | 1.3997 | 1.3997 | 1.3997 | 1.3997 | 1.3997 | 1.3997 | 1.3997 | 1.3997 | 1.3997 | 1.3997 | 1.3997 | 1.3997 | 1.3997 | 1.3997 | 1.3997 | 1.3997
Spares and Consumables | Rs. Crores | 0 | 0 | 0.23959 | 0.24677 | 0.25418 | 0.27213 | 0.28029 | 0.2887 | 0.31617 | 0.32565 | 0.33599 | 0.36956 | 0.38065 | 0.39207 | 0.42628 | 0.44072 | 0.45395 | 0.48159 | 0.49603 | 0.51091 | 0.56914 | 0.58622 | 0.6038 | 0.63866 | 0.65782 | 0.67978 | 0.70017
Receivables | Rs. Crores | 0 | 0 | 2.7595 | 2.9435 | 3.1275 | 3.3114 | 3.3114 | 3.3114 | 3.3114 | 3.3114 | 3.3114 | 3.3114 | 3.3114 | 3.3114 | 3.3114 | 3.3114 | 3.3114 | 3.3114 | 3.3114 | 3.3114 | 3.3114 | 3.3114 | 3.3114 | 3.3114 | 3.3114 | 3.3114 | 3.3114
Cash | Rs. Crores | 2.7376 | 9.8217 | 22.5074 | 23.0724 | 24.7914 | 27.6013 | 30.7878 | 34.2799 | 37.9864 | 41.9809 | 46.1322 | 49.8579 | 55.485 | 65.5525 | 71.8275 | 80 | 80 | 80 | 80 | 80 | 80 | 80 | 80 | 80 | 80 | 80 | 80
Current Assets | Rs. Crores | 2.7376 | 9.8217 | 26.6729 | 27.5068 | 29.495 | 32.5845 | 35.7792 | 39.2797 | 43.0136 | 47.0176 | 51.1793 | 54.9386 | 60.5768 | 70.6556 | 76.9649 | 85.1518 | 85.165 | 85.1927 | 85.2071 | 85.222 | 85.2802 | 85.2973 | 85.3149 | 85.3498 | 85.3689 | 85.3909 | 85.4113
Creditors | Rs. Crores | 0 | 0 | 0.31065 | 0.33611 | 0.3634 | 0.39828 | 0.41521 | 0.4329 | 0.46169 | 0.48131 | 0.50212 | 0.52051 | 0.52658 | 0.53284 | 0.55159 | 0.5595 | 0.56675 | 0.58189 | 0.58981 | 0.59796 | 0.62987 | 0.63923 | 0.64886 | 0.66796 | 0.67846 | 0.69049 | 0.70166
Current Liabilities | Rs. Crores | 0 | 0 | 0.31065 | 0.33611 | 0.3634 | 0.39828 | 0.41521 | 0.4329 | 0.46169 | 0.48131 | 0.50212 | 0.52051 | 0.52658 | 0.53284 | 0.55159 | 0.5595 | 0.56675 | 0.58189 | 0.58981 | 0.59796 | 0.62987 | 0.63923 | 0.64886 | 0.66796 | 0.67846 | 0.69049 | 0.70166
Net Current Assets | Rs. Crores | 2.7376 | 9.8217 | 26.3622 | 27.1707 | 29.1316 | 32.1862 | 35.364 | 38.8468 | 42.5519 | 46.5363 | 50.6772 | 54.4181 | 60.0502 | 70.1228 | 76.4133 | 84.5923 | 84.5983 | 84.6108 | 84.6173 | 84.6241 | 84.6504 | 84.6581 | 84.666 | 84.6818 | 84.6905 | 84.7004 | 84.7096
Miscellaneous Expenses Written Off | Rs. Crores | 0 | 0 | 0 | 0 | 0 | 0 | 0 | 0 | 0 | 0 | 0 | 0 | 0 | 0 | 0 | 0 | 0 | 0 | 0 | 0 | 0 | 0 | 0 | 0 | 0 | 0 | 0
Total Application of Funds | Rs. Crores | 18.4743 | 56.1048 | 77.5804 | 76.3655 | 76.3031 | 79.3504 | 80.4209 | 81.7964 | 86.7543 | 88.4913 | 90.4809 | 95.8105 | 99.0313 | 106.6926 | 113.9318 | 121.1334 | 128.1658 | 135.0201 | 141.7908 | 148.3931 | 154.3973 | 160.4315 | 166.2801 | 171.7868 | 177.1959 | 182.3998 | 187.4337
Checksum |  | 0 | 0 | 0 | 0 | -1.1514 | -2.5044 | -3.9199 | -5.3966 | -6.8886 | -8.4377 | -10.0174 | -11.4812 | -13.0247 | -14.5562 | -16.0017 | -17.4411 | -18.8466 | -20.2156 | -21.5688 | -22.8882 | -24.0851 | -25.2908 | -26.4593 | -27.5583 | -28.6388 | -29.6781 | -30.6835
|  |  | 0 | 0 | 0 | -1.1514 | -1.3529 | -1.4156 | -1.4767 | -1.492 | -1.5491 | -1.5797 | -1.4638 | -1.5435 | -1.5315 | -1.4455 | -1.4393 | -1.4056 | -1.369 | -1.3532 | -1.3195 | -1.1969 | -1.2057 | -1.1685 | -1.099 | -1.0805 | -1.0393 | -1.0054

## CF
Cash Flow Statement
| Description | Unit | 2022-03-31 | 2023-03-31 | 2024-03-31 | 2025-03-31 | 2026-03-31 | 2027-03-31 | 2028-03-31 | 2029-03-31 | 2030-03-31 | 2031-03-31 | 2032-03-31 | 2033-03-31 | 2034-03-31 | 2035-03-31 | 2036-03-31 | 2037-03-31 | 2038-03-31 | 2039-03-31 | 2040-03-31 | 2041-03-31 | 2042-03-31 | 2043-03-31 | 2044-03-31 | 2045-03-31 | 2046-03-31 | 2047-03-31 | 2048-03-31
Sources of Funds
| PAT | Rs. Crores | 0 | 0 | 5.8553 | 4.6035 | 5.7571 | 6.7647 | 7.0779 | 7.3834 | 7.4598 | 7.7456 | 7.8983 | 7.3191 | 7.7177 | 7.6574 | 7.2276 | 7.1967 | 7.0279 | 6.8449 | 6.7658 | 6.5973 | 5.9844 | 6.0284 | 5.8426 | 5.4949 | 5.4026 | 5.1965 | 5.027
| Depreciation | Rs. Crores | 0 | 0 | 2.0233 | 2.0233 | 2.0233 | 2.1073 | 2.1073 | 2.1073 | 2.2473 | 2.2473 | 2.2513 | 2.4113 | 2.4113 | 2.4113 | 2.5513 | 2.5613 | 2.5613 | 2.6413 | 2.6413 | 2.6413 | 2.8653 | 2.8653 | 2.8653 | 2.9453 | 2.9453 | 2.9553 | 2.9553
| Expenses Written Off | Rs. Crores | 0 | 0 | 0 | 0 | 0 | 0 | 0 | 0 | 0 | 0 | 0 | 0 | 0 | 0 | 0 | 0 | 0 | 0 | 0 | 0 | 0 | 0 | 0 | 0 | 0 | 0 | 0
| Increase in Equity | Rs. Crores | 2.7711 | 5.6446 | 1.9094 | 0 | 0 | 2.1 | 0 | 0 | 3.5 | 0 | 0.1 | 4 | 0 | 0 | 0 | 0 | 0 | 0 | 0 | 0 | 0 | 0 | 0 | 0 | 0 | 0 | 0
| Increase in Term Loan | Rs. Crores | 15.7032 | 31.9859 | 10.8198 | 0 | 0 | 0 | 0 | 0 | 0 | 0 | 0 | 0 | 0 | 0 | 0 | 0 | 0 | 0 | 0 | 0 | 0 | 0 | 0 | 0 | 0 | 0 | 0
| Increase in Working Capital Loan | Rs. Crores | 0 | 0 | 2.8911 | 0.18259 | 0.18138 | 0.1836 | -0.006576 | -0.0069601 | -0.00098906 | -0.0076009 | -0.007852 | 0.01138 | 0.0037589 | 0.0038716 | 0.011601 | 0.004896 | 0.0044827 | 0.0093711 | 0.0048983 | 0.0050453 | 0.019742 | 0.0057889 | 0.0059626 | 0.011818 | 0.006496 | 0.0074436 | 0.0069142
| Total Sources of Funds | Rs. Crores | 18.4743 | 37.6305 | 23.4989 | 6.8094 | 7.9618 | 11.1556 | 9.1787 | 9.4837 | 13.2061 | 9.9853 | 10.2418 | 13.7418 | 10.1328 | 10.0726 | 9.7905 | 9.7629 | 9.5937 | 9.4956 | 9.412 | 9.2436 | 8.8695 | 8.8995 | 8.7139 | 8.4521 | 8.3544 | 8.1592 | 7.9892
Application of Funds
| Increase in Gross Fixed Assets | Rs. Crores | 15.7367 | 30.5464 | 6.9583 | 0 | 0 | 2.1 | 0 | 0 | 3.5 | 0 | 0.1 | 4 | 0 | 0 | 3.5 | 0.25 | 0 | 2 | 0 | 0 | 5.6 | 0 | 0 | 2 | 0 | 0.25 | 0
| Increase in Working Capital | Rs. Crores | 0 | 0 | 3.8549 | 0.24345 | 0.24185 | 0.24479 | -0.008768 | -0.0092802 | -0.0013187 | -0.010135 | -0.010469 | 0.015174 | 0.0050118 | 0.0051622 | 0.015468 | 0.0065279 | 0.0059769 | 0.012495 | 0.0065311 | 0.006727 | 0.026323 | 0.0077185 | 0.0079501 | 0.015757 | 0.0086613 | 0.0099248 | 0.0092189
| Other Payments | Rs. Crores | 0 | 0 | 0 | 0 | 0 | 0 | 0 | 0 | 0 | 0 | 0 | 0 | 0 | 0 | 0 | 0 | 0 | 0 | 0 | 0 | 0 | 0 | 0 | 0 | 0 | 0 | 0
| Repayment of Term Loan | Rs. Crores | 0 | 0 | 0 | 6.0009 | 6.0009 | 6.0009 | 6.0009 | 6.0009 | 6.0009 | 6.0009 | 6.0009 | 6.0009 | 4.5007 | 0 | 0 | 0 | 0 | 0 | 0 | 0 | 0 | 0 | 0 | 0 | 0 | 0 | 0
| Total Application of Funds | Rs. Crores | 15.7367 | 30.5464 | 10.8132 | 6.2444 | 6.2428 | 8.3457 | 5.9921 | 5.9916 | 9.4996 | 5.9908 | 6.0904 | 10.0161 | 4.5057 | 0.0051622 | 3.5155 | 0.25653 | 0.0059769 | 2.0125 | 0.0065311 | 0.006727 | 5.6263 | 0.0077185 | 0.0079501 | 2.0158 | 0.0086613 | 0.25992 | 0.0092189
| Net Cash Flow | Rs. Crores | 2.7376 | 7.0841 | 12.6857 | 0.56499 | 1.7191 | 2.8099 | 3.1865 | 3.4921 | 3.7065 | 3.9945 | 4.1513 | 3.7257 | 5.6271 | 10.0674 | 6.2751 | 9.5063 | 9.5877 | 7.4831 | 9.4055 | 9.2369 | 3.2432 | 8.8918 | 8.7059 | 6.4363 | 8.3457 | 7.8993 | 7.98
| Opening Balance | Rs. Crores | 0 | 2.7376 | 9.8217 | 22.5074 | 23.0724 | 24.7914 | 27.6013 | 30.7878 | 34.2799 | 37.9864 | 41.9809 | 46.1322 | 49.8579 | 55.485 | 65.5525 | 71.8275 | 81.3339 | 90.9216 | 98.4047 | 107.8102 | 117.0471 | 120.2902 | 129.182 | 137.8879 | 144.3242 | 152.6699 | 160.5692
| Closing Balance | Rs. Crores | 2.7376 | 9.8217 | 22.5074 | 23.0724 | 24.7914 | 27.6013 | 30.7878 | 34.2799 | 37.9864 | 41.9809 | 46.1322 | 49.8579 | 55.485 | 65.5525 | 71.8275 | 81.3339 | 90.9216 | 98.4047 | 107.8102 | 117.0471 | 120.2902 | 129.182 | 137.8879 | 144.3242 | 152.6699 | 160.5692 | 168.5492
| Amount to FD | Rs. Crores | 0 | 0 | 0 | 0 | 0 | 0 | 0 | 0 | 0 | 0 | 0 | 0 | 0 | 0 | 0 | 1.3339 | 10.9216 | 18.4047 | 27.8102 | 37.0471 | 40.2902 | 49.182 | 57.8879 | 64.3242 | 72.6699 | 80.5692 | 88.5492
7% | Interest Income | Rs. Crores | 0 | 0 | 0 | 0 | 0 | 0 | 0 | 0 | 0 | 0 | 0 | 0 | 0 | 0 | 0 | 0.09337 | 0.76451 | 1.2883 | 1.9467 | 2.5933 | 2.8203 | 3.4427 | 4.0522 | 4.5027 | 5.0869 | 5.6398 | 6.1984
| Transfer to Cash | Rs. Crores | 2.7376 | 9.8217 | 22.5074 | 23.0724 | 24.7914 | 27.6013 | 30.7878 | 34.2799 | 37.9864 | 41.9809 | 46.1322 | 49.8579 | 55.485 | 65.5525 | 71.8275 | 80 | 80 | 80 | 80 | 80 | 80 | 80 | 80 | 80 | 80 | 80 | 80

## Ratios
NPV, IRR
Description | Unit | 2022-03-31 | 2023-03-31 | 2024-03-31 | 2025-03-31 | 2026-03-31 | 2027-03-31 | 2028-03-31 | 2029-03-31 | 2030-03-31 | 2031-03-31 | 2032-03-31 | 2033-03-31 | 2034-03-31 | 2035-03-31 | 2036-03-31 | 2037-03-31 | 2038-03-31 | 2039-03-31 | 2040-03-31 | 2041-03-31 | 2042-03-31 | 2043-03-31 | 2044-03-31 | 2045-03-31 | 2046-03-31 | 2047-03-31 | 2048-03-31
Initial Cash Outflow
Capital Investment | Rs. Crores | -18.4743 | -37.6305 | -11.7654 | 0 | 0 | -2.1 | 0 | 0 | -3.5 | 0 | -0.1 | -4 | 0 | 0 | -3.5 | -0.25 | 0 | -2 | 0 | 0 | -5.6 | 0 | 0 | -2 | 0 | -0.25 | 0
Margin Money | Rs. Crores | 0 | 0 | -0.96371 | -0.24345 | -0.24185 | -0.24479 | 0.008768 | 0.0092802 | 0.0013187 | 0.010135 | 0.010469 | -0.015174 | -0.0050118 | -0.0051622 | -0.015468 | -0.0065279 | -0.0059769 | -0.012495 | -0.0065311 | -0.006727 | -0.026323 | -0.0077185 | -0.0079501 | -0.015757 | -0.0086613 | -0.0099248 | -0.0092189
Total Initial Cash Outflow | Rs. Crores | -18.4743 | -37.6305 | -12.7292 | -0.24345 | -0.24185 | -2.3448 | 0.008768 | 0.0092802 | -3.4987 | 0.010135 | -0.089531 | -4.0152 | -0.0050118 | -0.0051622 | -3.5155 | -0.25653 | -0.0059769 | -2.0125 | -0.0065311 | -0.006727 | -5.6263 | -0.0077185 | -0.0079501 | -2.0158 | -0.0086613 | -0.25992 | -0.0092189
Operating Cash Flow | Rs. Crores
PAT | Rs. Crores | 0 | 0 | 5.8553 | 4.6035 | 5.7571 | 6.7647 | 7.0779 | 7.3834 | 7.4598 | 7.7456 | 7.8983 | 7.3191 | 7.7177 | 7.6574 | 7.2276 | 7.1967 | 7.0279 | 6.8449 | 6.7658 | 6.5973 | 5.9844 | 6.0284 | 5.8426 | 5.4949 | 5.4026 | 5.1965 | 5.027
Depreciation | Rs. Crores | 0 | 0 | 2.0233 | 2.0233 | 2.0233 | 2.1073 | 2.1073 | 2.1073 | 2.2473 | 2.2473 | 2.2513 | 2.4113 | 2.4113 | 2.4113 | 2.5513 | 2.5613 | 2.5613 | 2.6413 | 2.6413 | 2.6413 | 2.8653 | 2.8653 | 2.8653 | 2.9453 | 2.9453 | 2.9553 | 2.9553
Expenses Written Off | Rs. Crores | 0 | 0 | 0 | 0 | 0 | 0 | 0 | 0 | 0 | 0 | 0 | 0 | 0 | 0 | 0 | 0 | 0 | 0 | 0 | 0 | 0 | 0 | 0 | 0 | 0 | 0 | 0
Interest Coverage | Rs. Crores | 0 | 0 | 2.5639 | 4.8848 | 4.3995 | 3.9145 | 3.4136 | 2.9126 | 2.4121 | 1.9111 | 1.3894 | 0.81563 | 0.38382 | 0.25383 | 0.25005 | 0.25283 | 0.25028 | 0.25216 | 0.25308 | 0.25072 | 0.24624 | 0.25287 | 0.25004 | 0.24647 | 0.24794 | 0.24514 | 0.24322
Total Operating Cash Flow | Rs. Crores | 0 | 0 | 10.4425 | 11.5116 | 12.18 | 12.7864 | 12.5988 | 12.4033 | 12.1192 | 11.904 | 11.539 | 10.546 | 10.5128 | 10.3225 | 10.029 | 10.0108 | 9.8395 | 9.7384 | 9.6602 | 9.4893 | 9.096 | 9.1466 | 8.9579 | 8.6867 | 8.5958 | 8.3969 | 8.2255
Terminal Cash Flow
Salvage Value | Rs. Crores | [26 empty] | 14.1749
Working Capital | Rs. Crores | [26 empty] | 1.8185
Total Terminal Cash Flow | Rs. Crores | 0 | 0 | 0 | 0 | 0 | 0 | 0 | 0 | 0 | 0 | 0 | 0 | 0 | 0 | 0 | 0 | 0 | 0 | 0 | 0 | 0 | 0 | 0 | 0 | 0 | 0 | 15.9934
Net Cashflow | Rs. Crores | -18.4743 | -37.6305 | -2.2866 | 11.2681 | 11.9381 | 10.4416 | 12.6076 | 12.4125 | 8.6205 | 11.9141 | 11.4495 | 6.5309 | 10.5078 | 10.3174 | 6.5135 | 9.7543 | 9.8335 | 7.7259 | 9.6536 | 9.4826 | 3.4697 | 9.1389 | 8.95 | 6.671 | 8.5871 | 8.137 | 24.2097
NPV | Rs. Crores | 25.9484
IRR | % | 14.6%
Post-tax Cost of Capital | % | 9.142%
5.457%
DSCR
Description | Unit | 2022-03-31 | 2023-03-31 | 2024-03-31 | 2025-03-31 | 2026-03-31 | 2027-03-31 | 2028-03-31 | 2029-03-31 | 2030-03-31 | 2031-03-31 | 2032-03-31 | 2033-03-31 | 2034-03-31 | 2035-03-31 | 2036-03-31 | 2037-03-31 | 2038-03-31 | 2039-03-31 | 2040-03-31 | 2041-03-31 | 2042-03-31 | 2043-03-31 | 2044-03-31 | 2045-03-31 | 2046-03-31 | 2047-03-31 | 2048-03-31
PAT | Rs. Crores | 0 | 0 | 5.8553 | 4.6035 | 5.7571 | 6.7647 | 7.0779 | 7.3834 | 7.4598 | 7.7456 | 7.8983 | 7.3191 | 7.7177 | 7.6574 | 7.2276 | 7.1967 | 7.0279 | 6.8449 | 6.7658 | 6.5973 | 5.9844 | 6.0284 | 5.8426 | 5.4949 | 5.4026 | 5.1965 | 5.027
Depreciation | Rs. Crores | 0 | 0 | 2.0233 | 2.0233 | 2.0233 | 2.1073 | 2.1073 | 2.1073 | 2.2473 | 2.2473 | 2.2513 | 2.4113 | 2.4113 | 2.4113 | 2.5513 | 2.5613 | 2.5613 | 2.6413 | 2.6413 | 2.6413 | 2.8653 | 2.8653 | 2.8653 | 2.9453 | 2.9453 | 2.9553 | 2.9553
Expenses Written Off | Rs. Crores | 0 | 0 | 0 | 0 | 0 | 0 | 0 | 0 | 0 | 0 | 0 | 0 | 0 | 0 | 0 | 0 | 0 | 0 | 0 | 0 | 0 | 0 | 0 | 0 | 0 | 0 | 0
Interest on Term Loan | Rs. Crores | 0 | 0 | 3.0717 | 5.8284 | 5.1983 | 4.5682 | 3.9381 | 3.308 | 2.6779 | 2.0478 | 1.4177 | 0.78762 | 0.17721 | 0 | 0 | 0 | 0 | 0 | 0 | 0 | 0 | 0 | 0 | 0 | 0 | 0 | 0
Total | Rs. Crores | 0 | 0 | 10.9503 | 12.4551 | 12.9787 | 13.4402 | 13.1233 | 12.7987 | 12.385 | 12.0407 | 11.5673 | 10.518 | 10.3062 | 10.0687 | 9.7789 | 9.758 | 9.5892 | 9.4862 | 9.4071 | 9.2386 | 8.8497 | 8.8937 | 8.7079 | 8.4402 | 8.3479 | 8.1518 | 7.9823
Interest on Term Loan | Rs. Crores | 0 | 0 | 3.0717 | 5.8284 | 5.1983 | 4.5682 | 3.9381 | 3.308 | 2.6779 | 2.0478 | 1.4177 | 0.78762 | 0.17721 | 0 | 0 | 0 | 0 | 0 | 0 | 0 | 0 | 0 | 0 | 0 | 0 | 0 | 0
Repayment for the Period | Rs. Crores | 0 | 0 | 0 | 6.0009 | 6.0009 | 6.0009 | 6.0009 | 6.0009 | 6.0009 | 6.0009 | 6.0009 | 6.0009 | 4.5007 | 0 | 0 | 0 | 0 | 0 | 0 | 0 | 0 | 0 | 0 | 0 | 0 | 0 | 0
Total | Rs. Crores | 0 | 0 | 3.0717 | 11.8293 | 11.1992 | 10.5691 | 9.939 | 9.3089 | 8.6788 | 8.0487 | 7.4186 | 6.7885 | 4.6779 | 0 | 0 | 0 | 0 | 0 | 0 | 0 | 0 | 0 | 0 | 0 | 0 | 0 | 0
DSCR | Ratio | 0 | 0 | 3.5649 | 1.0529 | 1.1589 | 1.2716 | 1.3204 | 1.3749 | 1.427 | 1.496 | 1.5592 | 1.5494 | 2.2032 | 0 | 0 | 0 | 0 | 0 | 0 | 0 | 0 | 0 | 0 | 0 | 0 | 0 | 0
Average DSCR | Ratio |  |  | 1.4483
Break Even Analysis
Description | Unit | 2022-03-31 | 2023-03-31 | 2024-03-31 | 2025-03-31 | 2026-03-31 | 2027-03-31 | 2028-03-31 | 2029-03-31 | 2030-03-31 | 2031-03-31 | 2032-03-31 | 2033-03-31 | 2034-03-31 | 2035-03-31 | 2036-03-31 | 2037-03-31 | 2038-03-31 | 2039-03-31 | 2040-03-31 | 2041-03-31 | 2042-03-31 | 2043-03-31 | 2044-03-31 | 2045-03-31 | 2046-03-31 | 2047-03-31 | 2048-03-31
Total Revenue | Rs. Crores | 0 | 0 | 33.5741 | 35.8124 | 38.0507 | 40.289 | 40.289 | 40.289 | 40.289 | 40.289 | 40.289 | 40.289 | 40.289 | 40.289 | 40.289 | 40.289 | 40.289 | 40.289 | 40.289 | 40.289 | 40.289 | 40.289 | 40.289 | 40.289 | 40.289 | 40.289 | 40.289
Total Fixed Cost (incl Dep and Int) | Rs. Crores | 0 | 0 | 7.7416 | 10.6369 | 10.1463 | 9.7408 | 9.1428 | 8.5458 | 8.0904 | 7.4953 | 6.9053 | 6.4744 | 5.9035 | 5.767 | 5.9498 | 6.003 | 6.0476 | 6.1739 | 6.2212 | 6.2699 | 6.5455 | 6.5972 | 6.6504 | 6.7858 | 6.8423 | 6.9106 | 6.9705
Total Variable Cost | Rs. Crores | 0 | 0 | 18.1244 | 19.3786 | 20.6548 | 22.0298 | 22.2333 | 22.4458 | 22.805 | 23.0402 | 23.2898 | 23.5243 | 23.5934 | 23.6642 | 23.9009 | 23.9918 | 24.073 | 24.2587 | 24.3468 | 24.4372 | 24.8433 | 24.9466 | 25.0525 | 25.2834 | 25.3981 | 25.5318 | 25.6528
Contribution | Rs. Crores | 0 | 0 | 15.4497 | 16.4338 | 17.3959 | 18.2592 | 18.0556 | 17.8432 | 17.484 | 17.2488 | 16.9992 | 16.7646 | 16.6956 | 16.6248 | 16.388 | 16.2971 | 16.2159 | 16.0302 | 15.9421 | 15.8518 | 15.4457 | 15.3424 | 15.2365 | 15.0055 | 14.8909 | 14.7571 | 14.6362
Contribution Margin | % | 0% | 0% | 46.02% | 45.89% | 45.72% | 45.32% | 44.82% | 44.29% | 43.4% | 42.81% | 42.19% | 41.61% | 41.44% | 41.26% | 40.68% | 40.45% | 40.25% | 39.79% | 39.57% | 39.35% | 38.34% | 38.08% | 37.82% | 37.24% | 36.96% | 36.63% | 36.33%
Break Even Sales | Rs. Crores | 0 | 0 | 16.8233 | 23.1799 | 22.1934 | 21.4932 | 20.4011 | 19.2959 | 18.6429 | 17.5071 | 16.3658 | 15.5593 | 14.246 | 13.9759 | 14.6271 | 14.8404 | 15.0253 | 15.517 | 15.7222 | 15.9355 | 17.0735 | 17.3242 | 17.5853 | 18.2196 | 18.5127 | 18.8669 | 19.1878
Break Even Margin | % | 0% | 0% | 50.11% | 64.73% | 58.33% | 53.35% | 50.64% | 47.89% | 46.27% | 43.45% | 40.62% | 38.62% | 35.36% | 34.69% | 36.31% | 36.83% | 37.29% | 38.51% | 39.02% | 39.55% | 42.38% | 43% | 43.65% | 45.22% | 45.95% | 46.83% | 47.63%
Cash Break Even | Rs. Crores | 0 | 0 | 12.4265 | 18.7708 | 17.7678 | 16.8435 | 15.699 | 14.5377 | 13.4644 | 12.258 | 11.0301 | 9.7644 | 8.4272 | 8.1323 | 8.3549 | 8.5085 | 8.6617 | 8.8786 | 9.0471 | 9.2223 | 9.5996 | 9.7999 | 10.0088 | 10.3116 | 10.5439 | 10.7985 | 11.0527
Cash Break Even Margin | % | 0% | 0% | 37.01% | 52.41% | 46.69% | 41.81% | 38.97% | 36.08% | 33.42% | 30.43% | 27.38% | 24.24% | 20.92% | 20.18% | 20.74% | 21.12% | 21.5% | 22.04% | 22.46% | 22.89% | 23.83% | 24.32% | 24.84% | 25.59% | 26.17% | 26.8% | 27.43%
Key Financial Parameters
Description | Unit | 2022-03-31 | 2023-03-31 | 2024-03-31 | 2025-03-31 | 2026-03-31 | 2027-03-31 | 2028-03-31 | 2029-03-31 | 2030-03-31 | 2031-03-31 | 2032-03-31 | 2033-03-31 | 2034-03-31 | 2035-03-31 | 2036-03-31 | 2037-03-31 | 2038-03-31 | 2039-03-31 | 2040-03-31 | 2041-03-31 | 2042-03-31 | 2043-03-31 | 2044-03-31 | 2045-03-31 | 2046-03-31 | 2047-03-31 | 2048-03-31
Revenue | Rs. Crores | 0 | 0 | 33.5741 | 35.8124 | 38.0507 | 40.289 | 40.289 | 40.289 | 40.289 | 40.289 | 40.289 | 40.289 | 40.289 | 40.289 | 40.289 | 40.289 | 40.289 | 40.289 | 40.289 | 40.289 | 40.289 | 40.289 | 40.289 | 40.289 | 40.289 | 40.289 | 40.289
Total Operating Costs | Rs. Crores | 0 | 0 | 20.4674 | 21.8411 | 23.2377 | 24.7341 | 24.9704 | 25.2166 | 25.6106 | 25.8816 | 26.1681 | 26.4407 | 26.5489 | 26.66 | 26.9383 | 27.0719 | 27.1972 | 27.4283 | 27.5631 | 27.7016 | 28.1573 | 28.3116 | 28.4702 | 28.7553 | 28.9257 | 29.117 | 29.2972
EBDITA | Rs. Crores | 0 | 0 | 13.1068 | 13.9713 | 14.8129 | 15.5549 | 15.3186 | 15.0723 | 14.6784 | 14.4074 | 14.1208 | 13.8483 | 13.7401 | 13.629 | 13.3507 | 13.217 | 13.0918 | 12.8607 | 12.7259 | 12.5874 | 12.1317 | 11.9773 | 11.8188 | 11.5337 | 11.3632 | 11.172 | 10.9918
EBDITA Margin | % | 0% | 0% | 39.04% | 39.01% | 38.93% | 38.61% | 38.02% | 37.41% | 36.43% | 35.76% | 35.05% | 34.37% | 34.1% | 33.83% | 33.14% | 32.81% | 32.49% | 31.92% | 31.59% | 31.24% | 30.11% | 29.73% | 29.34% | 28.63% | 28.2% | 27.73% | 27.28%
Contribution | Rs. Crores | 0 | 0 | 15.4497 | 16.4338 | 17.3959 | 18.2592 | 18.0556 | 17.8432 | 17.484 | 17.2488 | 16.9992 | 16.7646 | 16.6956 | 16.6248 | 16.388 | 16.2971 | 16.2159 | 16.0302 | 15.9421 | 15.8518 | 15.4457 | 15.3424 | 15.2365 | 15.0055 | 14.8909 | 14.7571 | 14.6362
Contribution Margin | % | 0% | 0% | 46.02% | 45.89% | 45.72% | 45.32% | 44.82% | 44.29% | 43.4% | 42.81% | 42.19% | 41.61% | 41.44% | 41.26% | 40.68% | 40.45% | 40.25% | 39.79% | 39.57% | 39.35% | 38.34% | 38.08% | 37.82% | 37.24% | 36.96% | 36.63% | 36.33%
BEP Sales | Rs. Crores | 0 | 0 | 16.8233 | 23.1799 | 22.1934 | 21.4932 | 20.4011 | 19.2959 | 18.6429 | 17.5071 | 16.3658 | 15.5593 | 14.246 | 13.9759 | 14.6271 | 14.8404 | 15.0253 | 15.517 | 15.7222 | 15.9355 | 17.0735 | 17.3242 | 17.5853 | 18.2196 | 18.5127 | 18.8669 | 19.1878
BEP Capacity Utilisation | % | 0% | 0% | 50.11% | 64.73% | 58.33% | 53.35% | 50.64% | 47.89% | 46.27% | 43.45% | 40.62% | 38.62% | 35.36% | 34.69% | 36.31% | 36.83% | 37.29% | 38.51% | 39.02% | 39.55% | 42.38% | 43% | 43.65% | 45.22% | 45.95% | 46.83% | 47.63%
Cash Break Even | Rs. Crores | 0 | 0 | 12.4265 | 18.7708 | 17.7678 | 16.8435 | 15.699 | 14.5377 | 13.4644 | 12.258 | 11.0301 | 9.7644 | 8.4272 | 8.1323 | 8.3549 | 8.5085 | 8.6617 | 8.8786 | 9.0471 | 9.2223 | 9.5996 | 9.7999 | 10.0088 | 10.3116 | 10.5439 | 10.7985 | 11.0527
Cash Break Even Margin | % | 0% | 0% | 37.01% | 52.41% | 46.69% | 41.81% | 38.97% | 36.08% | 33.42% | 30.43% | 27.38% | 24.24% | 20.92% | 20.18% | 20.74% | 21.12% | 21.5% | 22.04% | 22.46% | 22.89% | 23.83% | 24.32% | 24.84% | 25.59% | 26.17% | 26.8% | 27.43%
Net Profit | Rs. Crores |  | 0 | 5.8553 | 4.6035 | 5.7571 | 6.7647 | 7.0779 | 7.3834 | 7.4598 | 7.7456 | 7.8983 | 7.3191 | 7.7177 | 7.6574 | 7.2276 | 7.1967 | 7.0279 | 6.8449 | 6.7658 | 6.5973 | 5.9844 | 6.0284 | 5.8426 | 5.4949 | 5.4026 | 5.1965 | 5.027
Net Profit Margin | % | 0% | 0% | 17.44% | 12.85% | 15.13% | 16.79% | 17.57% | 18.33% | 18.52% | 19.23% | 19.6% | 18.17% | 19.16% | 19.01% | 17.94% | 17.86% | 17.44% | 16.99% | 16.79% | 16.37% | 14.85% | 14.96% | 14.5% | 13.64% | 13.41% | 12.9% | 12.48%
Equity Share Capital | Rs. Crores | 2.7711 | 8.4157 | 10.3251 | 10.3251 | 10.3251 | 12.4251 | 12.4251 | 12.4251 | 15.9251 | 15.9251 | 16.0251 | 20.0251 | 20.0251 | 20.0251 | 20.0251 | 20.0251 | 20.0251 | 20.0251 | 20.0251 | 20.0251 | 20.0251 | 20.0251 | 20.0251 | 20.0251 | 20.0251 | 20.0251 | 20.0251
Reserves and Surplus | Rs. Crores | 0 | 0 | 5.8553 | 10.4587 | 15.0644 | 20.4762 | 26.1385 | 32.0452 | 38.013 | 44.2095 | 50.5282 | 56.3834 | 62.5576 | 68.6836 | 74.4657 | 80.223 | 85.8453 | 91.3213 | 96.7339 | 102.0117 | 106.7993 | 111.622 | 116.2961 | 120.6921 | 125.0141 | 129.1713 | 133.1929
Tangible Net Worth (TNW) | Rs. Crores | 2.7711 | 8.4157 | 16.1804 | 20.7838 | 25.3895 | 32.9013 | 38.5636 | 44.4703 | 53.9381 | 60.1346 | 66.5532 | 76.4085 | 82.5827 | 88.7086 | 94.4907 | 100.2481 | 105.8704 | 111.3464 | 116.759 | 122.0368 | 126.8244 | 131.6471 | 136.3212 | 140.7172 | 145.0392 | 149.1964 | 153.218
Term Loan | Rs. Crores | 15.7032 | 47.6891 | 58.5088 | 52.5079 | 46.507 | 40.5061 | 34.5052 | 28.5043 | 22.5034 | 16.5025 | 10.5016 | 4.5007 | 0 | 0 | 0 | 0 | 0 | 0 | 0 | 0 | 0 | 0 | 0 | 0 | 0 | 0 | 0
Debt Equity Ratio | Ratio | 5.6667 | 5.6667 | 3.616 | 2.5264 | 1.8317 | 1.2311 | 0.89476 | 0.64097 | 0.41721 | 0.27443 | 0.15779 | 0.058903 | 0 | 0 | 0 | 0 | 0 | 0 | 0 | 0 | 0 | 0 | 0 | 0 | 0 | 0 | 0
Total Outside Liability (TOL) | Rs. Crores | 15.7032 | 47.6891 | 61.7106 | 55.9178 | 50.1255 | 44.3431 | 38.3526 | 32.3624 | 26.3893 | 20.4004 | 14.4124 | 8.4413 | 3.9505 | 3.9606 | 3.9909 | 4.0037 | 4.0155 | 4.04 | 4.0528 | 4.066 | 4.1177 | 4.1328 | 4.1484 | 4.1793 | 4.1963 | 4.2158 | 4.2339
TOL/ TNW | Ratio | 5.6667 | 5.6667 | 3.8139 | 2.6904 | 1.9743 | 1.3478 | 0.99453 | 0.72773 | 0.48925 | 0.33925 | 0.21655 | 0.11048 | 0.047836 | 0.044647 | 0.042236 | 0.039938 | 0.037928 | 0.036283 | 0.034711 | 0.033318 | 0.032467 | 0.031393 | 0.030431 | 0.0297 | 0.028932 | 0.028257 | 0.027633
Closing Cash Balance (incl Invst) | Rs. Crores | 2.7376 | 9.8217 | 22.5074 | 23.0724 | 24.7914 | 27.6013 | 30.7878 | 34.2799 | 37.9864 | 41.9809 | 46.1322 | 49.8579 | 55.485 | 65.5525 | 71.8275 | 81.3339 | 90.9216 | 98.4047 | 107.8102 | 117.0471 | 120.2902 | 129.182 | 137.8879 | 144.3242 | 152.6699 | 160.5692 | 168.5492
DSCR | Ratio | 0 | 0 | 3.5649 | 1.0529 | 1.1589 | 1.2716 | 1.3204 | 1.3749 | 1.427 | 1.496 | 1.5592 | 1.5494 | 2.2032 | 0 | 0 | 0 | 0 | 0 | 0 | 0 | 0 | 0 | 0 | 0 | 0 | 0 | 0
Minimum DSCR | Ratio |  |  | 1.0529
Maximum DSCR | Ratio |  |  | 3.5649
Average DSCR | Ratio |  |  | 1.4483
NPV | Rs. Crores |  |  | 25.9484
IRR | % |  |  | 14.6%
Cost of Capital | % |  |  | 9.142%

## PC
Land
Description | Unit | Quantity | Rate | Value (Rs. Crores)
Land | Sq.M | 101175 | 0 | 0 |  |  | Land on lease
Land Development | Sq.M | 85998.75 | 250 | 2.15
Boundary/ Fence | M | 1272.3207 | 4000 | 0.50893
Total Land and Land Development |  |  |  | 2.6589
Building and Civil Works
Description | Unit | Quantity | Rate/ MW | Value
EPC Cost
Bunker | Rs./ MW | 10 | 3100000 | 3.1
Furnace Boiler | Rs./ MW | 10 | 1500000 | 1.5
Prefab | Rs./ MW | 10 | 1200000 | 1.2
Office & Reception | Sq. M | 10 | 12500 | 0.0125
Turbine Building | Rs./ MW | 10 | 1500000 | 1.5
Cooling Tower | Rs./ MW | 10 | 900000 | 0.9
Switch Yard | Rs./ MW | 10 | 100000 | 0.1
Chimney | Rs./ MW | 10 | 100000 | 0.1
Foundation for DM W | Rs./ MW | 10 | 300000 | 0.3
Bio Gas + Bag Hous | Rs./ MW | 10 | 250000 | 0.25
Others Foundation- DG, Liquid Fuel Area, Lime Tank, Lime Holding, ETP | Rs./ MW | 10 | 100000 | 0.1
Other miscellaneous like roads, open area etc. | Sq. M | 10 | 4000 | 0.004
Building and Civil Works (Non-EPC Cost) | Lumpsum |  |  | 0
Taxes, Duties, Charges etc. | 18% |  |  | 1.632
Total Building and Civil Works | Rs. Crores |  |  | 10.6985
Plant and Machinery Cost
Description | Unit | Make | Quantity | Rate | Value
EPC Work | [5 empty] | 1980
Total price design, engineering, manufacturing, supply, despatch of 50TPH Bamboo fired travel grate stacker boiler with coal option of mixing by 30% with 10 MW condencing turbine on ex-work basis, taxes are extra at actual |  |  |  | 2950 | 29.5
BoPT Items (Chimney, Cooling Tower, STP, DM Plant etc.) | Lumpsum | Paharpur Industries/ Doosan India etc. | 0 |  | 0
Non-EPC Plant and Machinery (utilities) | Lumpsum |  |  |  | 1.5
Taxes | 18% |  |  |  | 5.58
Transportation Cost | 2.5% |  |  |  | 0.775
Insurance | 1.5% |  |  |  | 0.56032
Total Plant and Machinery Cost | Rs. Crores |  |  |  | 37.9153
Miscellaneous Fixed Assets
Description | Unit | Quantity | Rate | Value
Fire Fighting Equipment | Lumpsum | 1.5% |  | 0.56873
Furniture and Fixture | Lumpsum |  |  | 0.15
Computers and Software | Lumpsum |  |  | 0.25
Other Miscellaneous Fixed Assets | Lumpsum |  |  | 1
Total Miscellaneous Fixed Assets | Lumpsum |  | 0 | 1.9687
Preliminary and Pre-operative
Description | Unit | Quantity | Rate | Value
Establishment Cost | 1.5% |  |  | 0.75874
Bank Processing Charge | 0.5% |  |  | 0.29254
Start-up Cost |  |  |  | 2.5
Preliminary Studies and Investigation |  |  |  | 0.75874
Consultancy Charges | 2% |  |  | 1.0117
Statutory Approvals and Clearances | Lumpsum |  |  | 0.25
Total Preliminary and Pre-operative |  |  |  | 5.5717

## Conclusion
Sensitivity Analysis
Description | Project Cost | NPV | IRR | Post-tax CoC | Min. DSCR | Avg. DSCR
| Rs. Crores | Rs. Crores | % | % | Ratio | Ratio
Base Case | 68.8339 | 25.9484 | 14.6% | 9.142% | 1.0529 | 1.4483
5% decrease in Capacity Utilisation | 68.4741 | 26.2869 | 17.66% | 10.65% | 1.2814 | 1.6663 | 0%
5% decrease in Selling Price | 68.49 | 22.206 | 16.67% | 10.65% | 1.2169 | 1.5894 | 0%
5% increase in Operational Expenses | 68.5256 | 30.0825 | 18.55% | 10.65% | 1.3405 | 1.7347 | 0%
5% increase in Manpower Cost | [6 empty] | 0%
10% increase in Hardware Cost | 74.0946 | 25.7618 | 17.07% | 10.65% | 1.2456 | 1.622 | 0%
1% increase in Interest Rate | 69.0427 | 27.5406 | 18.47% | 11.07% | 1.2919 | 1.6891 | 0%
2% increase in Interest Rate | 69.5655 | 24.5543 | 18.26% | 11.49% | 1.2383 | 1.6354

## Imple
Description | Year 1 |  |  |  | Year 2 |  |  |  | Year 3
| Q1 | Q2 | Q3 | Q4 | Q1 | Q2 | Q3 | Q4 | Q1 | Q2
Financial Closure | bar: Year 1 Q1 to Year 1 Q2
Land and Land Development | bar: Year 1 Q2
Basic Engineering | bar: Year 1 Q1 to Year 1 Q3
Detailed Engineering | bar: Year 1 Q2 to Year 1 Q4
Placement of Order of Long Lead Items | bar: Year 1 Q2 to Year 2 Q1
Arrival of Plant and Machinery at Site | bar: Year 1 Q3 to Year 2 Q2
Building and Construction Work | bar: Year 1 Q3 to Year 2 Q3
Erection of Plant and Machinery | bar: Year 2 Q1 to Year 2 Q4
Trial Run | bar: Year 2 Q4
Commercial Operations | bar: Year 3 Q1 to Year 3 Q2

## Tariff Calc
Fixed Cost part of Tarriff Rate
Description | Unit | 2022-03-31 | 2023-03-31 | 2024-03-31 | 2025-03-31 | 2026-03-31 | 2027-03-31 | 2028-03-31 | 2029-03-31 | 2030-03-31 | 2031-03-31 | 2032-03-31 | 2033-03-31 | 2034-03-31 | 2035-03-31 | 2036-03-31 | 2037-03-31 | 2038-03-31 | 2039-03-31 | 2040-03-31 | 2041-03-31 | 2042-03-31 | 2043-03-31 | 2044-03-31 | 2045-03-31 | 2046-03-31 | 2047-03-31 | 2048-03-31
Fixed Costs
Interest in Term Loan | Rs. Crore | 0 |  | 3.0717 | 5.8284 | 5.1983 | 4.5682 | 3.9381 | 3.308 | 2.6779 | 2.0478 | 1.4177 | 0.78762 | 0.17721 | 0 | 0 | 0 | 0 | 0 | 0 | 0 | 0 | 0 | 0 | 0 | 0 | 0 | 0
Interest on Working Capital Loan | Rs. Crore | 0 | 0 | 0.30357 | 0.32274 | 0.34179 | 0.36106 | 0.36037 | 0.35964 | 0.35954 | 0.35874 | 0.35792 | 0.35911 | 0.35951 | 0.35991 | 0.36113 | 0.36165 | 0.36212 | 0.3631 | 0.36361 | 0.36414 | 0.36622 | 0.36682 | 0.36745 | 0.36869 | 0.36937 | 0.37016 | 0.37088
Depreciation | Rs. Crore | 0 | 0 | 2.0233 | 2.0233 | 2.0233 | 2.1073 | 2.1073 | 2.1073 | 2.2473 | 2.2473 | 2.2513 | 2.4113 | 2.4113 | 2.4113 | 2.5513 | 2.5613 | 2.5613 | 2.6413 | 2.6413 | 2.6413 | 2.8653 | 2.8653 | 2.8653 | 2.9453 | 2.9453 | 2.9553 | 2.9553
Return on Equity | Rs. Crore | 0 | 0 | 2.2653 | 2.9097 | 3.5545 | 4.6062 | 5.3989 | 6.2258 | 6.75 | 6.75 | 6.75 | 6.75 | 6.75 | 6.75 | 6.75 | 6.75 | 6.75 | 6.75 | 6.75 | 6.75 | 6.75 | 6.75 | 6.75 | 6.75 | 6.75 | 6.75 | 6.75
O&M Cost | Rs. Crore | 0 | 0 | 1.5972 | 1.6452 | 1.6945 | 1.8142 | 1.8686 | 1.9247 | 2.1078 | 2.171 | 2.24 | 2.4637 | 2.5376 | 2.6138 | 2.8419 | 2.9382 | 3.0263 | 3.2106 | 3.3069 | 3.4061 | 3.7943 | 3.9081 | 4.0254 | 4.2577 | 4.3855 | 4.5318 | 4.6678
Administrative Expense | Rs. Crore | 0 | 0 | 1.343 | 1.4325 | 1.522 | 1.6116 | 1.6116 | 1.6116 | 1.6116 | 1.6116 | 1.6116 | 1.6116 | 1.6116 | 1.6116 | 1.6116 | 1.6116 | 1.6116 | 1.6116 | 1.6116 | 1.6116 | 1.6116 | 1.6116 | 1.6116 | 1.6116 | 1.6116 | 1.6116 | 1.6116
Lease Rental | Rs. Crore | 0 | 0 | 1 | 1.03 | 1.0609 | 1.0927 | 1.1255 | 1.1593 | 1.1941 | 1.2299 | 1.2668 | 1.3048 | 1.3439 | 1.3842 | 1.4258 | 1.4685 | 1.5126 | 1.558 | 1.6047 | 1.6528 | 1.7024 | 1.7535 | 1.8061 | 1.8603 | 1.9161 | 1.9736 | 2.0328
Total Fixed Costs | Rs. Crore | 0 | 0 | 11.604 | 15.1918 | 15.3953 | 16.1612 | 16.4104 | 16.6963 | 16.9481 | 16.4163 | 15.8952 | 15.6881 | 15.1911 | 15.1308 | 15.5416 | 15.6912 | 15.8239 | 16.1345 | 16.2781 | 16.4259 | 17.0898 | 17.2553 | 17.4258 | 17.7936 | 17.9778 | 18.1924 | 18.3883
Power Generation | Kwh | 0 | 0 | 56050312.5 | 59787000 | 63523687.5 | 67260375 | 67260375 | 67260375 | 67260375 | 67260375 | 67260375 | 67260375 | 67260375 | 67260375 | 67260375 | 67260375 | 67260375 | 67260375 | 67260375 | 67260375 | 67260375 | 67260375 | 67260375 | 67260375 | 67260375 | 67260375 | 67260375
Fixed Cost per Unit | Rs./ Kwh | 0 | 0 | 2.0703 | 2.541 | 2.4236 | 2.4028 | 2.4398 | 2.4823 | 2.5198 | 2.4407 | 2.3632 | 2.3324 | 2.2586 | 2.2496 | 2.3107 | 2.3329 | 2.3526 | 2.3988 | 2.4202 | 2.4421 | 2.5408 | 2.5654 | 2.5908 | 2.6455 | 2.6729 | 2.7048 | 2.7339
Levelised Fixed Tarriff Rate | Rs./ Kwh | 2.4516
Variable Cost part of Tarriff Rate
Description | Unit | 2022-03-31 | 2023-03-31 | 2024-03-31 | 2025-03-31 | 2026-03-31 | 2027-03-31 | 2028-03-31 | 2029-03-31 | 2030-03-31 | 2031-03-31 | 2032-03-31 | 2033-03-31 | 2034-03-31 | 2035-03-31 | 2036-03-31 | 2037-03-31 | 2038-03-31 | 2039-03-31 | 2040-03-31 | 2041-03-31 | 2042-03-31 | 2043-03-31 | 2044-03-31 | 2045-03-31 | 2046-03-31 | 2047-03-31 | 2048-03-31
Fixed Costs
Raw Material Cost | Rs. Crore | 0 | 0 | 14.1912 | 15.1373 | 16.0834 | 17.0294 | 17.0294 | 17.0294 | 17.0294 | 17.0294 | 17.0294 | 17.0294 | 17.0294 | 17.0294 | 17.0294 | 17.0294 | 17.0294 | 17.0294 | 17.0294 | 17.0294 | 17.0294 | 17.0294 | 17.0294 | 17.0294 | 17.0294 | 17.0294 | 17.0294
O&M Cost | Rs. Crore | 0 | 0 | 1.5972 | 1.6452 | 1.6945 | 1.8142 | 1.8686 | 1.9247 | 2.1078 | 2.171 | 2.24 | 2.4637 | 2.5376 | 2.6138 | 2.8419 | 2.9382 | 3.0263 | 3.2106 | 3.3069 | 3.4061 | 3.7943 | 3.9081 | 4.0254 | 4.2577 | 4.3855 | 4.5318 | 4.6678
Insurance | Rs. Crore | 0 | 0 | 0.15365 | 0.15201 | 0.15013 | 0.15461 | 0.15214 | 0.14937 | 0.15834 | 0.1548 | 0.15127 | 0.16202 | 0.15716 | 0.15186 | 0.16048 | 0.15511 | 0.14814 | 0.14959 | 0.14136 | 0.1325 | 0.15044 | 0.13988 | 0.12856 | 0.12714 | 0.11402 | 0.10142 | 0.086444
Wages | Rs. Crore | 0 | 0 | 2.1823 | 2.4442 | 2.7268 | 3.0316 | 3.1831 | 3.3423 | 3.5094 | 3.6849 | 3.8691 | 3.8691 | 3.8691 | 3.8691 | 3.8691 | 3.8691 | 3.8691 | 3.8691 | 3.8691 | 3.8691 | 3.8691 | 3.8691 | 3.8691 | 3.8691 | 3.8691 | 3.8691 | 3.8691
Total Variable Costs | Rs. Crore | 0 | 0 | 18.1244 | 19.3786 | 20.6548 | 22.0298 | 22.2333 | 22.4458 | 22.805 | 23.0402 | 23.2898 | 23.5243 | 23.5934 | 23.6642 | 23.9009 | 23.9918 | 24.073 | 24.2587 | 24.3468 | 24.4372 | 24.8433 | 24.9466 | 25.0525 | 25.2834 | 25.3981 | 25.5318 | 25.6528
Power Generation | Kwh | 0 | 0 | 56050312.5 | 59787000 | 63523687.5 | 67260375 | 67260375 | 67260375 | 67260375 | 67260375 | 67260375 | 67260375 | 67260375 | 67260375 | 67260375 | 67260375 | 67260375 | 67260375 | 67260375 | 67260375 | 67260375 | 67260375 | 67260375 | 67260375 | 67260375 | 67260375 | 67260375
Variable Cost per Unit | Rs./ Kwh | 0 | 0 | 3.2336 | 3.2413 | 3.2515 | 3.2753 | 3.3056 | 3.3371 | 3.3906 | 3.4255 | 3.4626 | 3.4975 | 3.5078 | 3.5183 | 3.5535 | 3.567 | 3.5791 | 3.6067 | 3.6198 | 3.6332 | 3.6936 | 3.709 | 3.7247 | 3.759 | 3.7761 | 3.796 | 3.814
Levelised Variable Tarriff Rate | Rs./ Kwh | 3.5351
Description | Unit | 2022-03-31 | 2023-03-31 | 2024-03-31 | 2025-03-31 | 2026-03-31 | 2027-03-31 | 2028-03-31 | 2029-03-31 | 2030-03-31 | 2031-03-31 | 2032-03-31 | 2033-03-31 | 2034-03-31 | 2035-03-31 | 2036-03-31 | 2037-03-31 | 2038-03-31 | 2039-03-31 | 2040-03-31 | 2041-03-31 | 2042-03-31 | 2043-03-31 | 2044-03-31 | 2045-03-31 | 2046-03-31 | 2047-03-31 | 2048-03-31
Year-wise Tarriff Rates |  | 0 | 0 | 5.3039 | 5.7823 | 5.6751 | 5.6781 | 5.7454 | 5.8195 | 5.9103 | 5.8662 | 5.8259 | 5.8299 | 5.7663 | 5.7679 | 5.8642 | 5.8999 | 5.9317 | 6.0055 | 6.0399 | 6.0754 | 6.2344 | 6.2744 | 6.3155 | 6.4045 | 6.4489 | 6.5007 | 6.5479
Combined Levalised Tarriff Rate | Rs./ Kwh | 5.9867